## bus
| name | vn_kv | type | zone | in_service | origin_id | origin_class | origin_profile | cim_topnode | ConnectivityNodeContainer_id | substation_id | description
0 | Bus_Trafo2_Abgang1_switch_open | 0.4 | b | 322S150 | TRUE | _773011243532290 | ConnectivityNode | eq | _893197357408480 | _893197357129952 | _773011105488898 | External ids: 48767057
1 | Bus_Trafo2_Abgang2_switch_open | 0.4 | b | 322S150 | TRUE | _773011243540482 | ConnectivityNode | eq | _893197357424864 | _893197357129952 | _773011105488898 | External ids: 48767071
2 | Bus_Trafo1_Abgang8 | 0.4 | b | 322S153 | TRUE | _773011243663362 | ConnectivityNode | eq | _893197357457632 | _893197357441248 | _773011105456130 | External ids: 48767733
3 | Bus_Trafo1_Abgang10 | 0.4 | b | 322S153 | TRUE | _773011243671554 | ConnectivityNode | eq | _893197357457632 | _893197357441248 | _773011105456130 | External ids: 48767740
4 | Bus_Trafo1_Abgang6 | 0.4 | b | 322S153 | TRUE | _773011243679746 | ConnectivityNode | eq | _893197357457632 | _893197357441248 | _773011105456130 | External ids: 48767747
5 | Bus_Trafo1_Abgang7 | 0.4 | b | 322S153 | TRUE | _773011243687938 | ConnectivityNode | eq | _893197357457632 | _893197357441248 | _773011105456130 | External ids: 48767754
6 | Bus_Trafo1_Abgang5 | 0.4 | b | 322S153 | TRUE | _773011243696130 | ConnectivityNode | eq | _893197357457632 | _893197357441248 | _773011105456130 | External ids: 48767761
7 | Bus_Trafo1_Abgang4 | 0.4 | b | 322S153 | TRUE | _773011243704322 | ConnectivityNode | eq | _893197357457632 | _893197357441248 | _773011105456130 | External ids: 48767768
8 | Bus_Trafo1_Abgang2 | 0.4 | b | 322S153 | TRUE | _773011243712514 | ConnectivityNode | eq | _893197357457632 | _893197357441248 | _773011105456130 | External ids: 48767775
9 | Bus_Trafo1_Abgang3 | 0.4 | b | 322S153 | TRUE | _773011243720706 | ConnectivityNode | eq | _893197357457632 | _893197357441248 | _773011105456130 | External ids: 48767782
10 | Bus_Trafo1_Abgang1 | 0.4 | b | 322S153 | TRUE | _773011243737090 | ConnectivityNode | eq | _893197357457632 | _893197357441248 | _773011105456130 | External ids: 48767789
11 | NS_Verbindungssmuffe | 0.4 | b | Feeder_NS/&Uuml;bergangsmuffe | TRUE | _773011291553794 | ConnectivityNode | eq | _893197357490400 | _893197357474016 | _feeder773011243671554 | External ids: 3776663
12 | NS_Abzweigmuffe | 0.4 | b | Feeder_NS/&Uuml;bergangsmuffe | TRUE | _773011291561986 | ConnectivityNode | eq | _893197357506784 | _893197357474016 | _feeder773011243671554 | External ids: 3776667
13 | NS_Endmuffe | 0.4 | b | Feeder_NS/&Uuml;bergangsmuffe | TRUE | _773011291570178 | ConnectivityNode | eq | _893197357523168 | _893197357474016 | _feeder773011243671554 | External ids: 3776677
14 | NS_Endmuffe | 0.4 | b | Feeder_NS/Endmuffe | TRUE | _773011291578370 | ConnectivityNode | eq | _893197357555936 | _893197357539552 | _feeder773011243696130 | External ids: 3776681
15 | NS_Verbindungssmuffe | 0.4 | b | Feeder_NS/&Uuml;bergangsmuffe | TRUE | _773011292061698 | ConnectivityNode | eq | _893197357572320 | _893197357474016 | _feeder773011243671554 | External ids: 3797739
16 | NS_Verbindungssmuffe | 0.4 | b | Feeder_NS/&Uuml;bergangsmuffe | TRUE | _773011391594498 | ConnectivityNode | eq | _893197357605088 | _893197357588704 | _feeder773011243720706 | External ids: 19107280
17 | NS_Verbindungssmuffe | 0.4 | b | Feeder_NS/&Uuml;bergangsmuffe | TRUE | _773011391602690 | ConnectivityNode | eq | _893197357621472 | _893197357588704 | _feeder773011243720706 | External ids: 19107288
18 | NS_Endmuffe | 0.4 | b | Feeder_NS/Endmuffe | TRUE | _773011391610882 | ConnectivityNode | eq | _893197357654240 | _893197357637856 | _feeder773011243704322 | External ids: 19107292
19 | NS_Verbindungssmuffe | 0.4 | b | Feeder_NS/&Uuml;bergangsmuffe | TRUE | _773011393306626 | ConnectivityNode | eq | _893197357670624 | _893197357588704 | _feeder773011243720706 | External ids: 19701552
20 | NS_Abzweigmuffe | 0.4 | b | Feeder_NS/&Uuml;bergangsmuffe | TRUE | _773011393314818 | ConnectivityNode | eq | _893197357687008 | _893197357588704 | _feeder773011243720706 | External ids: 19701775
21 | NS_Endmuffe | 0.4 | b | Feeder_NS/&Uuml;bergangsmuffe | TRUE | _773011393568770 | ConnectivityNode | eq | _893197357703392 | _893197357588704 | _feeder773011243720706 | External ids: 19739641
22 | NS_Endmuffe | 0.4 | b | Feeder_NS/&Uuml;bergangsmuffe | TRUE | _773011393576962 | ConnectivityNode | eq | _893197357719776 | _893197357588704 | _feeder773011243720706 | External ids: 19740007
23 | NS_Abzweigmuffe | 0.4 | b | Feeder_NS/Abzweigmuffe | TRUE | _773011402080258 | ConnectivityNode | eq | _893197357752544 | _893197357736160 | _feeder773011243687938 | External ids: 29880231
24 | NS_Abzweigmuffe | 0.4 | b | Feeder_NS/Abzweigmuffe | TRUE | _773011402088450 | ConnectivityNode | eq | _893197357768928 | _893197357736160 | _feeder773011243687938 | External ids: 29880249
25 | NS_Abzweigmuffe | 0.4 | b | Feeder_NS/&Uuml;bergangsmuffe | TRUE | _773011458883586 | ConnectivityNode | eq | _893197357785312 | _893197357588704 | _feeder773011243720706 | External ids: 43485946
26 | NS_HA_Anschlussmuffe | 0.4 | b | Feeder_NS/&Uuml;bergangsmuffe | TRUE | _773011458891778 | ConnectivityNode | eq | _893197357801696 | _893197357588704 | _feeder773011243720706 | External ids: 43486041
27 | NS_Verbindungssmuffe | 0.4 | b | Feeder_NS/&Uuml;bergangsmuffe | TRUE | _773011475324930 | ConnectivityNode | eq | _893197357818080 | _893197357474016 | _feeder773011243671554 | External ids: 51569863
28 | NS_Verbindungssmuffe | 0.4 | b | Feeder_NS/&Uuml;bergangsmuffe | TRUE | _773011475333122 | ConnectivityNode | eq | _893197357834464 | _893197357474016 | _feeder773011243671554 | External ids: 51569875
29 | NS_Endmuffe | 0.4 | b | Feeder_NS/Abzweigmuffe | TRUE | _773011523870722 | ConnectivityNode | eq | _893197357850848 | _893197357736160 | _feeder773011243687938 | External ids: 64308858
30 | NS_Endmuffe | 0.4 | b | Feeder_NS/Abzweigmuffe | TRUE | _773011523878914 | ConnectivityNode | eq | _893197357867232 | _893197357736160 | _feeder773011243687938 | External ids: 64308862
31 | NS_Abzweigmuffe | 0.4 | b | Feeder_NS/Abzweigmuffe | TRUE | _773011523887106 | ConnectivityNode | eq | _893197357883616 | _893197357736160 | _feeder773011243687938 | External ids: 64308929
32 | NS_Endmuffe | 0.4 | b | Feeder_NS/Abzweigmuffe | TRUE | _773011523895298 | ConnectivityNode | eq | _893197357900000 | _893197357736160 | _feeder773011243687938 | External ids: 64308943
33 | NS_Verbindungssmuffe | 0.4 | b | Feeder_NS/Abzweigmuffe | TRUE | _773011523903490 | ConnectivityNode | eq | _893197357916384 | _893197357736160 | _feeder773011243687938 | External ids: 64309067
34 | NS_Verbindungssmuffe | 0.4 | b | Feeder_NS/Abzweigmuffe | TRUE | _773011523911682 | ConnectivityNode | eq | _893197357932768 | _893197357736160 | _feeder773011243687938 | External ids: 64309073
35 | NS_Abzweigmuffe | 0.4 | b | Feeder_NS/Abzweigmuffe | TRUE | _773011523919874 | ConnectivityNode | eq | _893197357949152 | _893197357736160 | _feeder773011243687938 | External ids: 64309257
36 | NS_Endmuffe | 0.4 | b | Feeder_NS/Abzweigmuffe | TRUE | _773011523928066 | ConnectivityNode | eq | _893197357965536 | _893197357736160 | _feeder773011243687938 | External ids: 64309488
37 | NS_Abzweigmuffe | 0.4 | b | Feeder_NS/&Uuml;bergangsmuffe | TRUE | _773011535970306 | ConnectivityNode | eq | _893197357981920 | _893197357474016 | _feeder773011243671554 | External ids: 72252020
38 | NS_Endmuffe | 0.4 | b | Feeder_NS/&Uuml;bergangsmuffe | TRUE | _773011535978498 | ConnectivityNode | eq | _893197357998304 | _893197357474016 | _feeder773011243671554 | External ids: 72252038
39 | Freileitung_Hausanschluss_Nelkenweg3_5_Rosenweg6 | 0.4 | b | Feeder_NS/Abzweigmuffe | TRUE | _773011547365378 | ConnectivityNode | eq | _893197358014688 | _893197357736160 | _feeder773011243687938 | External ids: 9152502
40 | NS_Abzweigmuffe | 0.4 | b | Feeder_NS/Abzweigmuffe | TRUE | _773011547373570 | ConnectivityNode | eq | _893197358031072 | _893197357736160 | _feeder773011243687938 | External ids: 9152506
41 | Freileitung_Hausanschluss_Krautgaerten1 | 0.4 | b | Feeder_NS/Abzweigmuffe | TRUE | _773011547389954 | ConnectivityNode | eq | _893197358047456 | _893197357736160 | _feeder773011243687938 | External ids: 9152514
42 | Freileitung_Hausanschluss_Krautgaerten1c_1d | 0.4 | b | Feeder_NS/Abzweigmuffe | TRUE | _773011547398146 | ConnectivityNode | eq | _893197358063840 | _893197357736160 | _feeder773011243687938 | External ids: 9152518
43 | Freileitung_Hausanschluss_Krautgaerten8 | 0.4 | b | Feeder_NS-HA/HA-Abzweigkl. NS-Fr | TRUE | _773011547406338 | ConnectivityNode | eq | _893197358096608 | _893197358080224 | _feeder773011243737090 | External ids: 9152526
44 | Freileitung_Hausanschluss_Krautgaerten10 | 0.4 | b | Feeder_NS-HA/HA-Abzweigkl. NS-Fr | TRUE | _773011547414530 | ConnectivityNode | eq | _893197358112992 | _893197358080224 | _feeder773011243737090 | External ids: 9152530
45 | Freileitung_Hausanschluss_Unterdorf72_74 | 0.4 | b | Feeder_NS/Abzweigmuffe | TRUE | _773011547422722 | ConnectivityNode | eq | _893197358129376 | _893197357736160 | _feeder773011243687938 | External ids: 9152538
46 | Freileitung_Hausanschluss_Unterdorf62 | 0.4 | b | Feeder_NS/Abzweigmuffe | TRUE | _773011547430914 | ConnectivityNode | eq | _893197358145760 | _893197357736160 | _feeder773011243687938 | External ids: 9152542
47 | Freileitung_Hausanschluss_Unterdorf62a_62b | 0.4 | b | Feeder_NS/Abzweigmuffe | TRUE | _773011547439106 | ConnectivityNode | eq | _893197358162144 | _893197357736160 | _feeder773011243687938 | External ids: 9152546
48 | Freileitung_Hausanschluss_Nelkenweg2 | 0.4 | b | Feeder_NS-HA/HA-Abzweigkl. NS-Fr | TRUE | _773011547635714 | ConnectivityNode | eq | _893197358178528 | _893197358080224 | _feeder773011243737090 | External ids: 9152826
49 | Freileitung_Hausanschluss_Nelkenweg4 | 0.4 | b | Feeder_NS-HA/HA-Abzweigkl. NS-Fr | TRUE | _773011547643906 | ConnectivityNode | eq | _893197358194912 | _893197358080224 | _feeder773011243737090 | External ids: 9152830
50 | Freileitung_Hausanschluss_Krautgaerten12_12a | 0.4 | b | Feeder_NS-HA/HA-Abzweigkl. NS-Fr | TRUE | _773011547652098 | ConnectivityNode | eq | _893197358211296 | _893197358080224 | _feeder773011243737090 | External ids: 9152834
51 | Freileitung_Hausanschluss_Krautgaerten14 | 0.4 | b | Feeder_NS-HA/HA-Abzweigkl. NS-Fr | TRUE | _773011547660290 | ConnectivityNode | eq | _893197358227680 | _893197358080224 | _feeder773011243737090 | External ids: 9152838
52 | Freileitung_Hausanschluss_Krautgaerten16 | 0.4 | b | Feeder_NS-HA/HA-Abzweigkl. NS-Fr | TRUE | _773011547668482 | ConnectivityNode | eq | _893197358244064 | _893197358080224 | _feeder773011243737090 | External ids: 9152842
53 | Freileitung_Hausanschluss_Krautgaerten18_18a | 0.4 | b | Feeder_NS-HA/HA-Abzweigkl. NS-Fr | TRUE | _773011547676674 | ConnectivityNode | eq | _893197358260448 | _893197358080224 | _feeder773011243737090 | External ids: 9152846
54 | Freileitung_Hausanschluss_Krautgaerten7_9 | 0.4 | b | Feeder_NS-HA/HA-Abzweigkl. NS-Fr | TRUE | _773011547693058 | ConnectivityNode | eq | _893197358276832 | _893197358080224 | _feeder773011243737090 | External ids: 9152854
55 | Freileitung_Hausanschluss_Nelkenweg6 | 0.4 | b | Feeder_NS-HA/HA-Abzweigkl. NS-Fr | TRUE | _773011551330306 | ConnectivityNode | eq | _893197358293216 | _893197358080224 | _feeder773011243737090 | External ids: 20103000
56 | Freileitung_Hausanschluss_Unterdorf68_70 | 0.4 | b | Feeder_NS/Abzweigmuffe | TRUE | _773011551338498 | ConnectivityNode | eq | _893197358309600 | _893197357736160 | _feeder773011243687938 | External ids: 20103012
57 | Freileitung_Hausanschluss_Unterdorf58_60 | 0.4 | b | Feeder_NS/Abzweigmuffe | TRUE | _773011561267202 | ConnectivityNode | eq | _893197358325984 | _893197357736160 | _feeder773011243687938 | External ids: 51704134
58 | NS_Abzweigmuffe | 0.4 | b | Feeder_NS/Abzweigmuffe | TRUE | _773011566125058 | ConnectivityNode | eq | _893197358342368 | _893197357736160 | _feeder773011243687938 | External ids: 8999058
59 | NS_Abzweigmuffe | 0.4 | b | Feeder_NS/Abzweigmuffe | TRUE | _773011566133250 | ConnectivityNode | eq | _893197358358752 | _893197357736160 | _feeder773011243687938 | External ids: 8999062
60 | Freileitung_Hausanschluss_Rosenweg7 | 0.4 | b | Feeder_NS/Abzweigmuffe | TRUE | _773011570982914 | ConnectivityNode | eq | _893197358375136 | _893197357736160 | _feeder773011243687938 | External ids: 9073780
61 | NS_Abzweigmuffe | 0.4 | b | Feeder_NS-HA/HA-Abzweigkl. NS-Fr | TRUE | _773011570991106 | ConnectivityNode | eq | _893197358391520 | _893197358080224 | _feeder773011243737090 | External ids: 9073788
62 | Freileitung_Hausanschluss_Nelkenweg8 | 0.4 | b | Feeder_NS-HA/HA-Abzweigkl. NS-Fr | TRUE | _773011570999298 | ConnectivityNode | eq | _893197358407904 | _893197358080224 | _feeder773011243737090 | External ids: 9073792
63 | NS_Abzweigmuffe | 0.4 | b | Feeder_NS-HA/HA-Abzweigkl. NS-Fr | TRUE | _773011571007490 | ConnectivityNode | eq | _893197358424288 | _893197358080224 | _feeder773011243737090 | External ids: 9073796
64 | NS_Abzweigmuffe | 0.4 | b | Feeder_NS/Abzweigmuffe | TRUE | _773011571015682 | ConnectivityNode | eq | _893197358440672 | _893197357736160 | _feeder773011243687938 | External ids: 9073806
65 | Freileitung_Hausanschluss_Krautgaerten3 | 0.4 | b | Feeder_NS/Abzweigmuffe | TRUE | _773011571023874 | ConnectivityNode | eq | _893197358457056 | _893197357736160 | _feeder773011243687938 | External ids: 9073810
66 | Freileitung_Hausanschluss_Krautgaerten1a_1b_1f | 0.4 | b | Feeder_NS/Abzweigmuffe | TRUE | _773011571032066 | ConnectivityNode | eq | _893197358473440 | _893197357736160 | _feeder773011243687938 | External ids: 9073814
67 | Freileitung_Hausanschluss_Krautgaerten4_6 | 0.4 | b | Feeder_NS-HA/HA-Abzweigkl. NS-Fr | TRUE | _773011571040258 | ConnectivityNode | eq | _893197358489824 | _893197358080224 | _feeder773011243737090 | External ids: 9073824
68 | Freileitung_Hausanschluss_Rosenweg2_2a | 0.4 | b | Feeder_NS/Abzweigmuffe | TRUE | _773011571048450 | ConnectivityNode | eq | _893197358506208 | _893197357736160 | _feeder773011243687938 | External ids: 9073828
69 | NS_Abzweigmuffe | 0.4 | b | Feeder_NS-HA/HA-Abzweigkl. NS-Fr | TRUE | _773011571056642 | ConnectivityNode | eq | _893197358522592 | _893197358080224 | _feeder773011243737090 | External ids: 9073838
70 | Freileitung_Hausanschluss_Unterdorf56_56a | 0.4 | b | Feeder_NS/Abzweigmuffe | TRUE | _773011571064834 | ConnectivityNode | eq | _893197358538976 | _893197357736160 | _feeder773011243687938 | External ids: 9073852
71 | Freileitung_Hausanschluss_Krautgaerten22 | 0.4 | b | Feeder_NS-HA/HA-Abzweigkl. NS-Fr | TRUE | _773011571220482 | ConnectivityNode | eq | _893197358555360 | _893197358080224 | _feeder773011243737090 | External ids: 9074050
72 | NS_Abzweigmuffe | 0.4 | b | Feeder_NS/Abzweigmuffe | TRUE | _773011575193602 | ConnectivityNode | eq | _893197358571744 | _893197357736160 | _feeder773011243687938 | External ids: 9111987
73 | NS_Abzweigmuffe | 0.4 | b | Feeder_NS/Abzweigmuffe | TRUE | _773011575332866 | ConnectivityNode | eq | _893197358588128 | _893197357736160 | _feeder773011243687938 | External ids: 9112643
74 | Freileitung_Hausanschluss_Rosenweg1_1a | 0.4 | b | Feeder_NS/Abzweigmuffe | TRUE | _773011630284802 | ConnectivityNode | eq | _893197358604512 | _893197357736160 | _feeder773011243687938 | External ids: 68670714
75 | Freileitung_Hausanschluss_Rosenweg4 | 0.4 | b | Feeder_NS/Abzweigmuffe | TRUE | _773011630292994 | ConnectivityNode | eq | _893197358620896 | _893197357736160 | _feeder773011243687938 | External ids: 68670734
76 | NS_Abzweigmuffe | 0.4 | b | Feeder_NS/Abzweigmuffe | TRUE | _773011631104002 | ConnectivityNode | eq | _893197358637280 | _893197357736160 | _feeder773011243687938 | External ids: 76372266
77 | Freileitung_Hausanschluss_Krautgaerten5 | 0.4 | b | Feeder_NS/Abzweigmuffe | TRUE | _773011765452802 | ConnectivityNode | eq | _893197358653664 | _893197357736160 | _feeder773011243687938 | External ids: 3776106
78 | Kabel_HA_Kasten_Unterdorf62c | 0.4 | b | Feeder_NS/Abzweigmuffe | TRUE | _773011765534722 | ConnectivityNode | eq | _893197358670048 | _893197357736160 | _feeder773011243687938 | External ids: 3776941
79 | Kabel_HA_Kasten_AmSportplatz41 | 0.4 | b | Feeder_NS/&Uuml;bergangsmuffe | TRUE | _773011765542914 | ConnectivityNode | eq | _893197358686432 | _893197357474016 | _feeder773011243671554 | External ids: 3776945
80 | Kabel_HA_Kasten_AmSportplatz43 | 0.4 | b | Feeder_NS/&Uuml;bergangsmuffe | TRUE | _773011765551106 | ConnectivityNode | eq | _893197358702816 | _893197357474016 | _feeder773011243671554 | External ids: 3776949
81 | Kabel_HA_Kasten_Tulpenstraße10 | 0.4 | b | Feeder_NS/&Uuml;bergangsmuffe | TRUE | _773011765559298 | ConnectivityNode | eq | _893197358719200 | _893197357474016 | _feeder773011243671554 | External ids: 3776953
82 | Kabel_HA_Kasten_Tulpenstraße8 | 0.4 | b | Feeder_NS/&Uuml;bergangsmuffe | TRUE | _773011765567490 | ConnectivityNode | eq | _893197358735584 | _893197357474016 | _feeder773011243671554 | External ids: 3776957
83 | Kabel_HA_Kasten_Tulpenstraße6 | 0.4 | b | Feeder_NS/&Uuml;bergangsmuffe | TRUE | _773011765575682 | ConnectivityNode | eq | _893197358751968 | _893197357474016 | _feeder773011243671554 | External ids: 3776961
84 | Kabel_HA_Kasten_AmSportplatz31 | 0.4 | b | Feeder_NS/&Uuml;bergangsmuffe | TRUE | _773011765854210 | ConnectivityNode | eq | _893197358768352 | _893197357474016 | _feeder773011243671554 | External ids: 3782219
85 | Kabel_HA_Kasten_AmSportplatz33 | 0.4 | b | Feeder_NS/&Uuml;bergangsmuffe | TRUE | _773011765870594 | ConnectivityNode | eq | _893197358784736 | _893197357474016 | _feeder773011243671554 | External ids: 3782227
86 | Kabel_HA_Kasten_AmSportplatz35 | 0.4 | b | Feeder_NS/&Uuml;bergangsmuffe | TRUE | _773011765878786 | ConnectivityNode | eq | _893197358801120 | _893197357474016 | _feeder773011243671554 | External ids: 3782231
87 | Kabel_HA_Kasten_AmSportplatz37 | 0.4 | b | Feeder_NS/&Uuml;bergangsmuffe | TRUE | _773011765886978 | ConnectivityNode | eq | _893197358817504 | _893197357474016 | _feeder773011243671554 | External ids: 3782235
88 | Kabel_HA_Kasten_AmSportplatz39 | 0.4 | b | Feeder_NS/&Uuml;bergangsmuffe | TRUE | _773011765895170 | ConnectivityNode | eq | _893197358833888 | _893197357474016 | _feeder773011243671554 | External ids: 3782239
89 | Kabel_HA_Kasten_Unterdorf52a | 0.4 | b | Feeder_NS/Abzweigmuffe | TRUE | _773011765927938 | ConnectivityNode | eq | _893197358850272 | _893197357736160 | _feeder773011243687938 | External ids: 3782259
90 | Kabel_HA_Kasten_AmSportplatz25 | 0.4 | b | Feeder_NS/&Uuml;bergangsmuffe | TRUE | _773011766976514 | ConnectivityNode | eq | _893197358866656 | _893197357474016 | _feeder773011243671554 | External ids: 3797901
91 | Freileitung_Hausanschluss_Nelkenweg1 | 0.4 | b | Feeder_NS/Abzweigmuffe | TRUE | _773011768434690 | ConnectivityNode | eq | _893197358883040 | _893197357736160 | _feeder773011243687938 | External ids: 3819257
92 | Kabel_HA_Kasten_AmSportplatz35a | 0.4 | b | Feeder_NS/&Uuml;bergangsmuffe | TRUE | _773011970473986 | ConnectivityNode | eq | _893197358899424 | _893197357474016 | _feeder773011243671554 | External ids: 9998608
93 | Kabel_HA_Kasten_AmSportplatz29 | 0.4 | b | Feeder_NS/&Uuml;bergangsmuffe | TRUE | _773011975413762 | ConnectivityNode | eq | _893197358915808 | _893197357474016 | _feeder773011243671554 | External ids: 10444293
94 | Kabel_HA_Kasten_AmSportplatz27 | 0.4 | b | Feeder_NS/&Uuml;bergangsmuffe | TRUE | _773011975421954 | ConnectivityNode | eq | _893197358932192 | _893197357474016 | _feeder773011243671554 | External ids: 10444327
95 | Kabel_HA_Kasten_AmNeugraben54 | 0.4 | b | Feeder_NS/&Uuml;bergangsmuffe | TRUE | _773012061143042 | ConnectivityNode | eq | _893197358948576 | _893197357588704 | _feeder773011243720706 | External ids: 20217064
96 | Kabel_HA_Kasten_AmNeugraben58 | 0.4 | b | Feeder_NS/&Uuml;bergangsmuffe | TRUE | _773012061552642 | ConnectivityNode | eq | _893197358964960 | _893197357588704 | _feeder773011243720706 | External ids: 20636980
97 | Kabel_HA_Kasten_AmNeugraben78 | 0.4 | b | Feeder_NS/&Uuml;bergangsmuffe | TRUE | _773012061577218 | ConnectivityNode | eq | _893197358981344 | _893197357588704 | _feeder773011243720706 | External ids: 20637963
98 | Kabel_HA_Kasten_AmNeugraben60 | 0.4 | b | Feeder_NS/&Uuml;bergangsmuffe | TRUE | _773012061683714 | ConnectivityNode | eq | _893197358997728 | _893197357588704 | _feeder773011243720706 | External ids: 20640918
99 | Kabel_HA_Kasten_AmNeugraben84 | 0.4 | b | Feeder_NS/&Uuml;bergangsmuffe | TRUE | _773012062617602 | ConnectivityNode | eq | _893197359014112 | _893197357588704 | _feeder773011243720706 | External ids: 20930564
100 | Kabel_HA_Kasten_AmNeugraben52 | 0.4 | b | Feeder_NS/&Uuml;bergangsmuffe | TRUE | _773012063002626 | ConnectivityNode | eq | _893197359030496 | _893197357588704 | _feeder773011243720706 | External ids: 21209571
101 | Kabel_HA_Kasten_AmNeugraben33 | 0.4 | b | Feeder_NS/&Uuml;bergangsmuffe | TRUE | _773012063535106 | ConnectivityNode | eq | _893197359046880 | _893197357588704 | _feeder773011243720706 | External ids: 21313064
102 | Kabel_HA_Kasten_AmSportplatz28 | 0.4 | b | Feeder_HA-Kasten (21487116) | TRUE | _773012063707138 | ConnectivityNode | eq | _893197359079648 | _893197359063264 | _feeder773011243663362 | External ids: 21487106
103 | Kabel_HA_Kasten_AmSportplatz26 | 0.4 | b | Feeder_HA-Kasten (21487116) | TRUE | _773012063977474 | ConnectivityNode | eq | _893197359096032 | _893197359063264 | _feeder773011243663362 | External ids: 21503859
104 | Kabel_HA_Kasten_AmSportplatz24 | 0.4 | b | Feeder_HA-Kasten (21487116) | TRUE | _773012065820674 | ConnectivityNode | eq | _893197359112416 | _893197359063264 | _feeder773011243663362 | External ids: 22447048
105 | Kabel_HA_Kasten_AmNeugraben62 | 0.4 | b | Feeder_NS/&Uuml;bergangsmuffe | TRUE | _773012065943554 | ConnectivityNode | eq | _893197359128800 | _893197357588704 | _feeder773011243720706 | External ids: 22463581
106 | Kabel_HA_Kasten_AmNeugraben80 | 0.4 | b | Feeder_NS/&Uuml;bergangsmuffe | TRUE | _773012066672642 | ConnectivityNode | eq | _893197359145184 | _893197357588704 | _feeder773011243720706 | External ids: 24374403
107 | Kabel_HA_Kasten_Tulpenstraße22 | 0.4 | b | Feeder_NS/&Uuml;bergangsmuffe | TRUE | _773012067753986 | ConnectivityNode | eq | _893197359161568 | _893197357588704 | _feeder773011243720706 | External ids: 29525042
108 | Kabel_HA_Kasten_AmSportplatz20 | 0.4 | b | Feeder_HA-Kasten (21487116) | TRUE | _773012069089282 | ConnectivityNode | eq | _893197359177952 | _893197359063264 | _feeder773011243663362 | External ids: 30503221
109 | Kabel_HA_Kasten_AmSportplatz18 | 0.4 | b | Feeder_HA-Kasten (21487116) | TRUE | _773012070088706 | ConnectivityNode | eq | _893197359194336 | _893197359063264 | _feeder773011243663362 | External ids: 31312932
110 | NS_HA_Verbindungsmuffe | 0.4 | b | Feeder_NS/&Uuml;bergangsmuffe | TRUE | _773012111982594 | ConnectivityNode | eq | _893197359210720 | _893197357588704 | _feeder773011243720706 | External ids: 36071870
111 | NS_HA_Verbindungsmuffe | 0.4 | b | Feeder_HA-Kasten (21487116) | TRUE | _773012112678914 | ConnectivityNode | eq | _893197359227104 | _893197359063264 | _feeder773011243663362 | External ids: 36104838
112 | Kabel_HA_Kasten_Tulpenstraße28 | 0.4 | b | Feeder_NS/Endmuffe | TRUE | _773012116054018 | ConnectivityNode | eq | _893197359243488 | _893197357637856 | _feeder773011243704322 | External ids: 36206066
113 | Kabel_HA_Kasten_Tulpenstraße26 | 0.4 | b | Feeder_NS/Endmuffe | TRUE | _773012116127746 | ConnectivityNode | eq | _893197359259872 | _893197357637856 | _feeder773011243704322 | External ids: 36219153
114 | Kabel_HA_Kasten_Tulpenstraße24 | 0.4 | b | Feeder_NS/Endmuffe | TRUE | _773012116135938 | ConnectivityNode | eq | _893197359276256 | _893197357637856 | _feeder773011243704322 | External ids: 36219273
115 | Kabel_HA_Kasten_AmNeugraben92 | 0.4 | b | Feeder_NS/&Uuml;bergangsmuffe | TRUE | _773012119109634 | ConnectivityNode | eq | _893197359292640 | _893197357588704 | _feeder773011243720706 | External ids: 37094458
116 | Kabel_HA_Kasten_Tulpenstraße30 | 0.4 | b | Feeder_NS/Endmuffe | TRUE | _773012119511042 | ConnectivityNode | eq | _893197359309024 | _893197357637856 | _feeder773011243704322 | External ids: 38014831
117 | Kabel_HA_Kasten_AmNeugraben56 | 0.4 | b | Feeder_NS/&Uuml;bergangsmuffe | TRUE | _773012145930242 | ConnectivityNode | eq | _893197359325408 | _893197357588704 | _feeder773011243720706 | External ids: 39345123
118 | Kabel_HA_Kasten_AmSportplatz46 | 0.4 | b | Feeder_NS/&Uuml;bergangsmuffe | TRUE | _773012146069506 | ConnectivityNode | eq | _893197359341792 | _893197357474016 | _feeder773011243671554 | External ids: 39368019
119 | Kabel_HA_Kasten_AmNeugraben88 | 0.4 | b | Feeder_NS/&Uuml;bergangsmuffe | TRUE | _773012147732482 | ConnectivityNode | eq | _893197359358176 | _893197357588704 | _feeder773011243720706 | External ids: 39418942
120 | Kabel_HA_Kasten_AmNeugraben86 | 0.4 | b | Feeder_NS/&Uuml;bergangsmuffe | TRUE | _773012147740674 | ConnectivityNode | eq | _893197359374560 | _893197357588704 | _feeder773011243720706 | External ids: 39418974
121 | Kabel_HA_Kasten_AmSportplatz16b | 0.4 | b | Feeder_HA-Kasten (21487116) | TRUE | _773012150648834 | ConnectivityNode | eq | _893197359390944 | _893197359063264 | _feeder773011243663362 | External ids: 40125058
122 | Kabel_HA_Kasten_AmSportplatz16a | 0.4 | b | Feeder_HA-Kasten (21487116) | TRUE | _773012150657026 | ConnectivityNode | eq | _893197359407328 | _893197359063264 | _feeder773011243663362 | External ids: 40125069
123 | Kabel_HA_Kasten_AmNeugraben70 | 0.4 | b | Feeder_NS/&Uuml;bergangsmuffe | TRUE | _773012153794562 | ConnectivityNode | eq | _893197359423712 | _893197357588704 | _feeder773011243720706 | External ids: 41426113
124 | Kabel_HA_Kasten_AmNeugraben68 | 0.4 | b | Feeder_NS/&Uuml;bergangsmuffe | TRUE | _773012153802754 | ConnectivityNode | eq | _893197359440096 | _893197357588704 | _feeder773011243720706 | External ids: 41426258
125 | Kabel_HA_Kasten_AmNeugraben66 | 0.4 | b | Feeder_NS/&Uuml;bergangsmuffe | TRUE | _773012153810946 | ConnectivityNode | eq | _893197359456480 | _893197357588704 | _feeder773011243720706 | External ids: 41426411
126 | Kabel_HA_Kasten_AmNeugraben64 | 0.4 | b | Feeder_NS/&Uuml;bergangsmuffe | TRUE | _773012153819138 | ConnectivityNode | eq | _893197359472864 | _893197357588704 | _feeder773011243720706 | External ids: 41426449
127 | Kabel_HA_Kasten_AmNeugraben44 | 0.4 | b | Feeder_NS/&Uuml;bergangsmuffe | TRUE | _773012154654722 | ConnectivityNode | eq | _893197359489248 | _893197357588704 | _feeder773011243720706 | External ids: 41745425
128 | Kabel_HA_Kasten_AmNeugraben46 | 0.4 | b | Feeder_NS/&Uuml;bergangsmuffe | TRUE | _773012154662914 | ConnectivityNode | eq | _893197359505632 | _893197357588704 | _feeder773011243720706 | External ids: 41745465
129 | Kabel_HA_Kasten_AmNeugraben90 | 0.4 | b | Feeder_NS/&Uuml;bergangsmuffe | TRUE | _773012169023490 | ConnectivityNode | eq | _893197359522016 | _893197357588704 | _feeder773011243720706 | External ids: 43300729
130 | Kabel_HA_Kasten_Tulpenstraße12 | 0.4 | b | Feeder_NS/&Uuml;bergangsmuffe | TRUE | _773012169187330 | ConnectivityNode | eq | _893197359538400 | _893197357588704 | _feeder773011243720706 | External ids: 43338180
131 | Kabel_HA_Kasten_Tulpenstraße16 | 0.4 | b | Feeder_NS/&Uuml;bergangsmuffe | TRUE | _773012170383362 | ConnectivityNode | eq | _893197359554784 | _893197357588704 | _feeder773011243720706 | External ids: 43983556
132 | Kabel_HA_Kasten_Tulpenstraße14 | 0.4 | b | Feeder_NS/&Uuml;bergangsmuffe | TRUE | _773012170391554 | ConnectivityNode | eq | _893197359571168 | _893197357588704 | _feeder773011243720706 | External ids: 43983686
133 | Kabel_HA_Kasten_AmNeugraben35 | 0.4 | b | Feeder_NS/&Uuml;bergangsmuffe | TRUE | _773012170768386 | ConnectivityNode | eq | _893197359587552 | _893197357588704 | _feeder773011243720706 | External ids: 44503245
134 | Kabel_HA_Kasten_AmNeugraben48 | 0.4 | b | Feeder_NS/&Uuml;bergangsmuffe | TRUE | _773012170874882 | ConnectivityNode | eq | _893197359603936 | _893197357588704 | _feeder773011243720706 | External ids: 44504598
135 | Kabel_HA_Kasten_AmNeugraben50 | 0.4 | b | Feeder_NS/&Uuml;bergangsmuffe | TRUE | _773012170883074 | ConnectivityNode | eq | _893197359620320 | _893197357588704 | _feeder773011243720706 | External ids: 44504622
136 | Kabel_HA_Kasten_AmNeugraben39 | 0.4 | b | Feeder_NS/&Uuml;bergangsmuffe | TRUE | _773012171423746 | ConnectivityNode | eq | _893197359636704 | _893197357588704 | _feeder773011243720706 | External ids: 44981236
137 | Kabel_HA_Kasten_AmNeugraben37 | 0.4 | b | Feeder_NS/&Uuml;bergangsmuffe | TRUE | _773012173692930 | ConnectivityNode | eq | _893197359653088 | _893197357588704 | _feeder773011243720706 | External ids: 45188573
138 | Kabel_HA_Kasten_AmNeugraben39a | 0.4 | b | Feeder_NS/&Uuml;bergangsmuffe | TRUE | _773012173709314 | ConnectivityNode | eq | _893197359669472 | _893197357588704 | _feeder773011243720706 | External ids: 45188585
139 | Kabel_HA_Kasten_AmNeugraben41 | 0.4 | b | Feeder_NS/&Uuml;bergangsmuffe | TRUE | _773012173717506 | ConnectivityNode | eq | _893197359685856 | _893197357588704 | _feeder773011243720706 | External ids: 45188597
140 | Kabel_HA_Kasten_AmNeugraben74 | 0.4 | b | Feeder_NS/&Uuml;bergangsmuffe | TRUE | _773012173725698 | ConnectivityNode | eq | _893197359702240 | _893197357588704 | _feeder773011243720706 | External ids: 45188609
141 | Kabel_HA_Kasten_AmNeugraben72 | 0.4 | b | Feeder_NS/&Uuml;bergangsmuffe | TRUE | _773012173733890 | ConnectivityNode | eq | _893197359718624 | _893197357588704 | _feeder773011243720706 | External ids: 45188620
142 | Kabel_HA_Kasten_AmNeugraben76 | 0.4 | b | Feeder_NS/&Uuml;bergangsmuffe | TRUE | _773012173742082 | ConnectivityNode | eq | _893197359735008 | _893197357588704 | _feeder773011243720706 | External ids: 45188632
143 | Kabel_HA_Kasten_AmNeugraben76a | 0.4 | b | Feeder_NS/&Uuml;bergangsmuffe | TRUE | _773012173750274 | ConnectivityNode | eq | _893197359751392 | _893197357588704 | _feeder773011243720706 | External ids: 45188644
144 | Kabel_HA_Kasten_AmNeugraben82 | 0.4 | b | Feeder_NS/&Uuml;bergangsmuffe | TRUE | _773012174299138 | ConnectivityNode | eq | _893197359767776 | _893197357588704 | _feeder773011243720706 | External ids: 45422016
145 | Kabel_HA_Kasten_AmNeugraben23 | 0.4 | b | Feeder_NS/&Uuml;bergangsmuffe | TRUE | _773012175282178 | ConnectivityNode | eq | _893197359784160 | _893197357588704 | _feeder773011243720706 | External ids: 46383920
146 | Kabel_HA_Kasten_AmNeugraben23a | 0.4 | b | Feeder_NS/&Uuml;bergangsmuffe | TRUE | _773012175290370 | ConnectivityNode | eq | _893197359800544 | _893197357588704 | _feeder773011243720706 | External ids: 46383942
147 | Kabel_HA_Kasten_AmNeugraben25 | 0.4 | b | Feeder_NS/&Uuml;bergangsmuffe | TRUE | _773012175298562 | ConnectivityNode | eq | _893197359816928 | _893197357588704 | _feeder773011243720706 | External ids: 46383964
148 | Kabel_HA_Kasten_AmNeugraben29 | 0.4 | b | Feeder_NS/&Uuml;bergangsmuffe | TRUE | _773012175306754 | ConnectivityNode | eq | _893197359833312 | _893197357588704 | _feeder773011243720706 | External ids: 46384005
149 | Kabel_HA_Kasten_AmNeugraben27 | 0.4 | b | Feeder_NS/&Uuml;bergangsmuffe | TRUE | _773012175314946 | ConnectivityNode | eq | _893197359849696 | _893197357588704 | _feeder773011243720706 | External ids: 46384027
150 | Kabel_HA_Kasten_Unterdorf64 | 0.4 | b | Feeder_NS/Abzweigmuffe | TRUE | _773012190650370 | ConnectivityNode | eq | _893197359866080 | _893197357736160 | _feeder773011243687938 | External ids: 49553437
151 | Kabel_HA_Kasten_Tulpenstraße4 | 0.4 | b | Feeder_NS/Abzweigmuffe | TRUE | _773012190658562 | ConnectivityNode | eq | _893197359882464 | _893197357736160 | _feeder773011243687938 | External ids: 49553473
152 | Kabel_HA_Kasten_Tulpenstraße4a | 0.4 | b | Feeder_NS/Abzweigmuffe | TRUE | _773012190666754 | ConnectivityNode | eq | _893197359898848 | _893197357736160 | _feeder773011243687938 | External ids: 49553491
153 | Kabel_HA_Kasten_AmSportplatz22 | 0.4 | b | Feeder_HA-Kasten (21487116) | TRUE | _773012237516802 | ConnectivityNode | eq | _893197359915232 | _893197359063264 | _feeder773011243663362 | External ids: 57200702
154 | Kabel_HA_Kasten_Unterdorf52 | 0.4 | b | Feeder_NS/Abzweigmuffe | TRUE | _773012302438402 | ConnectivityNode | eq | _893197359931616 | _893197357736160 | _feeder773011243687938 | External ids: 64147442
155 | Kabel_HA_Kasten_Unterdorf54c | 0.4 | b | Feeder_NS/Abzweigmuffe | TRUE | _773012312743938 | ConnectivityNode | eq | _893197359948000 | _893197357736160 | _feeder773011243687938 | External ids: 68905139
156 | Kabel_HA_Kasten_Unterdorf54d | 0.4 | b | Feeder_NS/Abzweigmuffe | TRUE | _773012312752130 | ConnectivityNode | eq | _893197359964384 | _893197357736160 | _feeder773011243687938 | External ids: 68905169
157 | Kabel_HA_Kasten_Unterdorf54e | 0.4 | b | Feeder_NS/Abzweigmuffe | TRUE | _773012312760322 | ConnectivityNode | eq | _893197359980768 | _893197357736160 | _feeder773011243687938 | External ids: 68905203
158 | Kabel_HA_Kasten_Unterdorf54b | 0.4 | b | Feeder_NS/Abzweigmuffe | TRUE | _773012312776706 | ConnectivityNode | eq | _893197359997152 | _893197357736160 | _feeder773011243687938 | External ids: 68905246
159 | Kabel_HA_Kasten_Unterdorf54a | 0.4 | b | Feeder_NS/Abzweigmuffe | TRUE | _773012312784898 | ConnectivityNode | eq | _893197360013536 | _893197357736160 | _feeder773011243687938 | External ids: 68905272
160 | Kabel_HA_Kasten_Unterdorf54 | 0.4 | b | Feeder_NS/Abzweigmuffe | TRUE | _773012312793090 | ConnectivityNode | eq | _893197360029920 | _893197357736160 | _feeder773011243687938 | External ids: 68905317
161 | Kabel_HA_Kasten_Unterdorf44b | 0.4 | b | Feeder_NS/&Uuml;bergangsmuffe | TRUE | _773012316438530 | ConnectivityNode | eq | _893197360046304 | _893197357474016 | _feeder773011243671554 | External ids: 72252048
162 | Kabel_HA_Kasten_Unterdorf44a | 0.4 | b | Feeder_NS/&Uuml;bergangsmuffe | TRUE | _773012316446722 | ConnectivityNode | eq | _893197360062688 | _893197357474016 | _feeder773011243671554 | External ids: 72252070
163 | Freileitung_Hausanschluss_Rosenweg3_3a | 0.4 | b | Feeder_NS/Abzweigmuffe | TRUE | _773012322623490 | ConnectivityNode | eq | _893197360079072 | _893197357736160 | _feeder773011243687938 | External ids: 76372291
164 | Freileitung_Hausanschluss_Rosenweg5 | 0.4 | b | Feeder_NS/Abzweigmuffe | TRUE | _773012326055938 | ConnectivityNode | eq | _893197360095456 | _893197357736160 | _feeder773011243687938 | External ids: 77416419
165 | NS_Sonderverbraucher_Krautgaerten3 | 0.4 | b | Feeder_NS/Abzweigmuffe | TRUE | _773012367876098 | ConnectivityNode | eq | _893197360111840 | _893197357736160 | _feeder773011243687938 | External ids: 77537671
166 | NS_Sammelschiene_Trafo1 | 0.4 | b | 322S153 | TRUE | _773012396523522 | ConnectivityNode | eq | _893197357457632 | _893197357441248 | _773011105456130 | External ids: 8999038
167 | NS_Sammelschiene_Schaltstation2 | 0.4 | b | 322V167 | TRUE | _773012421877762 | ConnectivityNode | eq | _893197360177376 | _893197360160992 | _773011147857922 | External ids: 46727868
168 | Kabel_HA_Kasten_Unterdorf46 | 0.4 | b | 322V161 | TRUE | _773012432773122 | ConnectivityNode | eq | _893197360242912 | _893197360226528 | _773011155918850 | External ids: 64309301
169 | LV_Bus_Trafo1 | 0.4 | b | 322S153 | TRUE | _773016288411650 | ConnectivityNode | eq | _893197357457632 | _893197357441248 | _773011105456130 | External ids: envelioSynthetic_773016288411650
170 | Bus_Schaltstation1_Abgang2 | 0.4 | b | 322V161 | TRUE | _773016414781442 | ConnectivityNode | eq | _893197360242912 | _893197360226528 | _773011155918850 | External ids: envelioSynthetic_773016414781442
171 | Bus_Schaltstation1_Abgang3 | 0.4 | b | 322V161 | TRUE | _773016414814210 | ConnectivityNode | eq | _893197360242912 | _893197360226528 | _773011155918850 | External ids: envelioSynthetic_773016414814210
172 | Bus_Schaltstation2_Abgang1 | 0.4 | b | 322V167 | TRUE | _773016425013250 | ConnectivityNode | eq | _893197360177376 | _893197360160992 | _773011147857922 | External ids: envelioSynthetic_773016425013250
173 | Bus_Schaltstation1_Abgang4 | 0.4 | b | 322V161 | TRUE | _773016429723650 | ConnectivityNode | eq | _893197360242912 | _893197360226528 | _773011155918850 | External ids: envelioSynthetic_773016429723650
174 | Bus_Schaltstation2_Abgang2 | 0.4 | b | 322V167 | TRUE | _773016552095746 | ConnectivityNode | eq | _893197360177376 | _893197360160992 | _773011147857922 | External ids: envelioSynthetic_773016552095746
175 | Bus_Schaltstation1_Abgang5 | 0.4 | b | 322V161 | TRUE | _773016557527042 | ConnectivityNode | eq | _893197360242912 | _893197360226528 | _773011155918850 | External ids: envelioSynthetic_773016557527042
176 | Bus_Schaltstation1_Abgang6 | 0.4 | b | 322V161 | TRUE | _773016557543426 | ConnectivityNode | eq | _893197360242912 | _893197360226528 | _773011155918850 | External ids: envelioSynthetic_773016557543426
177 | Bus_Schaltstation2_Abgang3 | 0.4 | b | 322V167 | TRUE | _773016647114754 | ConnectivityNode | eq | _893197360177376 | _893197360160992 | _773011147857922 | External ids: envelioSynthetic_773016647114754
178 | Bus_Schaltstation1_Abgang1 | 0.4 | b | 322V161 | TRUE | _773016794841090 | ConnectivityNode | eq | _893197360242912 | _893197360226528 | _773011155918850 | External ids: envelioSynthetic_773016794841090
179 | Freileitungsschalter | 0.4 | b | Synthetic site NS FL-Schalter 37 | TRUE | _773018475560962 | ConnectivityNode | eq | _893197360308448 | _893197360292064 | _773018131152898 | External ids: envelioSynthetic_773018475560962
180 | Freileitungsschalter | 0.4 | b | Synthetic site NS FL-Schalter 37 | TRUE | _773018475569154 | ConnectivityNode | eq | _893197360308448 | _893197360292064 | _773018131152898 | External ids: envelioSynthetic_773018475569154
181 | Freileitungsschalter | 0.4 | b | Synthetic site NS FL-Sicherung 2 | TRUE | _773018485440514 | ConnectivityNode | eq | _893197360341216 | _893197360324832 | _773018136092674 | External ids: envelioSynthetic_773018485440514
182 | Freileitungsschalter | 0.4 | b | Synthetic site NS FL-Sicherung 2 | TRUE | _773018485448706 | ConnectivityNode | eq | _893197360357600 | _893197360324832 | _773018136092674 | External ids: envelioSynthetic_773018485448706
183 | NS_HA_Anschlussmuffe | 0.4 | b | Feeder_NS/&Uuml;bergangsmuffe | TRUE | _852869845434411 | ConnectivityNode | eq | _893197360373984 | _893197357474016 | _feeder773011243671554 | External ids: 3776685
184 | NS_HA_Anschlussmuffe | 0.4 | b | Feeder_NS/&Uuml;bergangsmuffe | TRUE | _852869845442603 | ConnectivityNode | eq | _893197360390368 | _893197357474016 | _feeder773011243671554 | External ids: 3776691
185 | NS_HA_Anschlussmuffe | 0.4 | b | Feeder_NS/&Uuml;bergangsmuffe | TRUE | _852869845450795 | ConnectivityNode | eq | _893197360406752 | _893197357474016 | _feeder773011243671554 | External ids: 3776697
186 | NS_HA_Anschlussmuffe | 0.4 | b | Feeder_NS/&Uuml;bergangsmuffe | TRUE | _852869845458987 | ConnectivityNode | eq | _893197360423136 | _893197357474016 | _feeder773011243671554 | External ids: 3776703
187 | NS_HA_Anschlussmuffe | 0.4 | b | Feeder_NS/Abzweigmuffe | TRUE | _852869845467179 | ConnectivityNode | eq | _893197360439520 | _893197357736160 | _feeder773011243687938 | External ids: 3776709
188 | NS_HA_Anschlussmuffe | 0.4 | b | Feeder_NS/&Uuml;bergangsmuffe | TRUE | _852869845475371 | ConnectivityNode | eq | _893197360455904 | _893197357474016 | _feeder773011243671554 | External ids: 3776721
189 | NS_HA_Verbindungsmuffe | 0.4 | b | Feeder_NS/&Uuml;bergangsmuffe | TRUE | _852869845483563 | ConnectivityNode | eq | _893197360472288 | _893197357474016 | _feeder773011243671554 | External ids: 3776923
190 | NS_HA_Anschlussmuffe | 0.4 | b | Feeder_NS/&Uuml;bergangsmuffe | TRUE | _852869845581867 | ConnectivityNode | eq | _893197360488672 | _893197357474016 | _feeder773011243671554 | External ids: 3782067
191 | NS_HA_Anschlussmuffe | 0.4 | b | Feeder_NS/&Uuml;bergangsmuffe | TRUE | _852869845590059 | ConnectivityNode | eq | _893197360505056 | _893197357474016 | _feeder773011243671554 | External ids: 3782079
192 | NS_HA_Anschlussmuffe | 0.4 | b | Feeder_NS/&Uuml;bergangsmuffe | TRUE | _852869845598251 | ConnectivityNode | eq | _893197360521440 | _893197357474016 | _feeder773011243671554 | External ids: 3782085
193 | NS_HA_Anschlussmuffe | 0.4 | b | Feeder_NS/&Uuml;bergangsmuffe | TRUE | _852869845606443 | ConnectivityNode | eq | _893197360537824 | _893197357474016 | _feeder773011243671554 | External ids: 3782097
194 | NS_HA_Anschlussmuffe | 0.4 | b | Feeder_NS/&Uuml;bergangsmuffe | TRUE | _852869845614635 | ConnectivityNode | eq | _893197360554208 | _893197357474016 | _feeder773011243671554 | External ids: 3782103
195 | NS_HA_Anschlussmuffe | 0.4 | b | Feeder_NS/&Uuml;bergangsmuffe | TRUE | _852869845622827 | ConnectivityNode | eq | _893197360570592 | _893197357474016 | _feeder773011243671554 | External ids: 3782109
196 | NS_HA_Anschlussmuffe | 0.4 | b | Feeder_NS/&Uuml;bergangsmuffe | TRUE | _852869845631019 | ConnectivityNode | eq | _893197360586976 | _893197357474016 | _feeder773011243671554 | External ids: 3782115
197 | NS_HA_Anschlussmuffe | 0.4 | b | Feeder_NS/&Uuml;bergangsmuffe | TRUE | _852869846269995 | ConnectivityNode | eq | _893197360603360 | _893197357474016 | _feeder773011243671554 | External ids: 3797789
198 | NS_HA_Anschlussmuffe | 0.4 | b | Feeder_NS/&Uuml;bergangsmuffe | TRUE | _852870003957803 | ConnectivityNode | eq | _893197360619744 | _893197357474016 | _feeder773011243671554 | External ids: 9998612
199 | NS_HA_Anschlussmuffe | 0.4 | b | Feeder_NS/&Uuml;bergangsmuffe | TRUE | _852870010912811 | ConnectivityNode | eq | _893197360636128 | _893197357474016 | _feeder773011243671554 | External ids: 10444297
200 | NS_Endmuffe | 0.4 | b | Feeder_NS/&Uuml;bergangsmuffe | TRUE | _852870076407851 | ConnectivityNode | eq | _893197360652512 | _893197357474016 | _feeder773011243671554 | External ids: 18117171
201 | NS_Endmuffe | 0.4 | b | Feeder_NS/&Uuml;bergangsmuffe | TRUE | _852870077513771 | ConnectivityNode | eq | _893197360668896 | _893197357474016 | _feeder773011243671554 | External ids: 18208003
202 | NS_HA_Anschlussmuffe | 0.4 | b | Feeder_NS/&Uuml;bergangsmuffe | TRUE | _852870086410283 | ConnectivityNode | eq | _893197360685280 | _893197357588704 | _feeder773011243720706 | External ids: 19768628
203 | NS_HA_Anschlussmuffe | 0.4 | b | Feeder_NS/&Uuml;bergangsmuffe | TRUE | _852870088441899 | ConnectivityNode | eq | _893197360701664 | _893197357588704 | _feeder773011243720706 | External ids: 20217068
204 | NS_HA_Anschlussmuffe | 0.4 | b | Feeder_NS/&Uuml;bergangsmuffe | TRUE | _852870088859691 | ConnectivityNode | eq | _893197360718048 | _893197357588704 | _feeder773011243720706 | External ids: 20636984
205 | NS_HA_Anschlussmuffe | 0.4 | b | Feeder_NS/&Uuml;bergangsmuffe | TRUE | _852870088884267 | ConnectivityNode | eq | _893197360734432 | _893197357588704 | _feeder773011243720706 | External ids: 20637967
206 | NS_HA_Anschlussmuffe | 0.4 | b | Feeder_NS/&Uuml;bergangsmuffe | TRUE | _852870089023531 | ConnectivityNode | eq | _893197360750816 | _893197357588704 | _feeder773011243720706 | External ids: 20640899
207 | NS_HA_Verbindungsmuffe | 0.4 | b | Feeder_NS/&Uuml;bergangsmuffe | TRUE | _852870092300331 | ConnectivityNode | eq | _893197360767200 | _893197357588704 | _feeder773011243720706 | External ids: 20930531
208 | NS_HA_Anschlussmuffe | 0.4 | b | Feeder_NS/&Uuml;bergangsmuffe | TRUE | _852870093103147 | ConnectivityNode | eq | _893197360783584 | _893197357588704 | _feeder773011243720706 | External ids: 21209575
209 | NS_HA_Anschlussmuffe | 0.4 | b | Feeder_HA-Kasten (21487116) | TRUE | _852870093865003 | ConnectivityNode | eq | _893197360799968 | _893197359063264 | _feeder773011243663362 | External ids: 21487110
210 | NS_HA_Anschlussmuffe | 0.4 | b | Feeder_HA-Kasten (21487116) | TRUE | _852870093946923 | ConnectivityNode | eq | _893197360816352 | _893197359063264 | _feeder773011243663362 | External ids: 21503863
211 | NS_HA_Anschlussmuffe | 0.4 | b | Feeder_HA-Kasten (21487116) | TRUE | _852870096011307 | ConnectivityNode | eq | _893197360832736 | _893197359063264 | _feeder773011243663362 | External ids: 22447052
212 | NS_HA_Anschlussmuffe | 0.4 | b | Feeder_NS/&Uuml;bergangsmuffe | TRUE | _852870096175147 | ConnectivityNode | eq | _893197360849120 | _893197357588704 | _feeder773011243720706 | External ids: 22463585
213 | NS_HA_Anschlussmuffe | 0.4 | b | Feeder_NS/&Uuml;bergangsmuffe | TRUE | _852870097387563 | ConnectivityNode | eq | _893197360865504 | _893197357588704 | _feeder773011243720706 | External ids: 24374407
214 | NS_HA_Anschlussmuffe | 0.4 | b | Feeder_NS/&Uuml;bergangsmuffe | TRUE | _852870098599979 | ConnectivityNode | eq | _893197360881888 | _893197357588704 | _feeder773011243720706 | External ids: 29525046
215 | NS_HA_Anschlussmuffe | 0.4 | b | Feeder_HA-Kasten (21487116) | TRUE | _852870100549675 | ConnectivityNode | eq | _893197360898272 | _893197359063264 | _feeder773011243663362 | External ids: 30503225
216 | NS_HA_Anschlussmuffe | 0.4 | b | Feeder_HA-Kasten (21487116) | TRUE | _852870101590059 | ConnectivityNode | eq | _893197360914656 | _893197359063264 | _feeder773011243663362 | External ids: 31312936
217 | NS_HA_Anschlussmuffe | 0.4 | b | Feeder_NS/Endmuffe | TRUE | _852870121439275 | ConnectivityNode | eq | _893197360931040 | _893197357637856 | _feeder773011243704322 | External ids: 34771512
218 | NS_HA_Anschlussmuffe | 0.4 | b | Feeder_NS/&Uuml;bergangsmuffe | TRUE | _852870136856619 | ConnectivityNode | eq | _893197360947424 | _893197357588704 | _feeder773011243720706 | External ids: 36071874
219 | NS_HA_Anschlussmuffe | 0.4 | b | Feeder_HA-Kasten (21487116) | TRUE | _852870137102379 | ConnectivityNode | eq | _893197360963808 | _893197359063264 | _feeder773011243663362 | External ids: 36104842
220 | NS_HA_Anschlussmuffe | 0.4 | b | Feeder_NS/Endmuffe | TRUE | _852870137561131 | ConnectivityNode | eq | _893197360980192 | _893197357637856 | _feeder773011243704322 | External ids: 36206070
221 | NS_HA_Verbindungsmuffe | 0.4 | b | Feeder_NS/Endmuffe | TRUE | _852870137651243 | ConnectivityNode | eq | _893197360996576 | _893197357637856 | _feeder773011243704322 | External ids: 36219157
222 | NS_HA_Anschlussmuffe | 0.4 | b | Feeder_NS/Endmuffe | TRUE | _852870137659435 | ConnectivityNode | eq | _893197361012960 | _893197357637856 | _feeder773011243704322 | External ids: 36219277
223 | NS_HA_Anschlussmuffe | 0.4 | b | Feeder_NS/&Uuml;bergangsmuffe | TRUE | _852870137880619 | ConnectivityNode | eq | _893197361029344 | _893197357588704 | _feeder773011243720706 | External ids: 36400944
224 | NS_HA_Anschlussmuffe | 0.4 | b | Feeder_NS/&Uuml;bergangsmuffe | TRUE | _852870138716203 | ConnectivityNode | eq | _893197361045728 | _893197357588704 | _feeder773011243720706 | External ids: 37094462
225 | NS_HA_Anschlussmuffe | 0.4 | b | Feeder_NS/Endmuffe | TRUE | _852870139330603 | ConnectivityNode | eq | _893197361062112 | _893197357637856 | _feeder773011243704322 | External ids: 38014835
226 | NS_HA_Anschlussmuffe | 0.4 | b | Feeder_NS/&Uuml;bergangsmuffe | TRUE | _852870139445291 | ConnectivityNode | eq | _893197361078496 | _893197357588704 | _feeder773011243720706 | External ids: 38032665
227 | NS_HA_Anschlussmuffe | 0.4 | b | Feeder_NS/&Uuml;bergangsmuffe | TRUE | _852870139461675 | ConnectivityNode | eq | _893197361094880 | _893197357588704 | _feeder773011243720706 | External ids: 38033115
228 | NS_HA_Verbindungsmuffe | 0.4 | b | Feeder_NS/&Uuml;bergangsmuffe | TRUE | _852870166339627 | ConnectivityNode | eq | _893197361111264 | _893197357474016 | _feeder773011243671554 | External ids: 39367978
229 | NS_HA_Anschlussmuffe | 0.4 | b | Feeder_NS/&Uuml;bergangsmuffe | TRUE | _852870166618155 | ConnectivityNode | eq | _893197361127648 | _893197357588704 | _feeder773011243720706 | External ids: 39418946
230 | NS_HA_Anschlussmuffe | 0.4 | b | Feeder_NS/&Uuml;bergangsmuffe | TRUE | _852870166626347 | ConnectivityNode | eq | _893197361144032 | _893197357588704 | _feeder773011243720706 | External ids: 39418978
231 | NS_HA_Anschlussmuffe | 0.4 | b | Feeder_NS/&Uuml;bergangsmuffe | TRUE | _852870170263595 | ConnectivityNode | eq | _893197361160416 | _893197357588704 | _feeder773011243720706 | External ids: 41426117
232 | NS_HA_Anschlussmuffe | 0.4 | b | Feeder_NS/&Uuml;bergangsmuffe | TRUE | _852870170271787 | ConnectivityNode | eq | _893197361176800 | _893197357588704 | _feeder773011243720706 | External ids: 41426262
233 | NS_HA_Anschlussmuffe | 0.4 | b | Feeder_NS/&Uuml;bergangsmuffe | TRUE | _852870170279979 | ConnectivityNode | eq | _893197361193184 | _893197357588704 | _feeder773011243720706 | External ids: 41426415
234 | NS_HA_Anschlussmuffe | 0.4 | b | Feeder_NS/&Uuml;bergangsmuffe | TRUE | _852870170288171 | ConnectivityNode | eq | _893197361209568 | _893197357588704 | _feeder773011243720706 | External ids: 41426453
235 | NS_HA_Verbindungsmuffe | 0.4 | b | Feeder_NS/&Uuml;bergangsmuffe | TRUE | _852870170894379 | ConnectivityNode | eq | _893197361225952 | _893197357588704 | _feeder773011243720706 | External ids: 41745404
236 | NS_HA_Anschlussmuffe | 0.4 | b | Feeder_NS/&Uuml;bergangsmuffe | TRUE | _852870170902571 | ConnectivityNode | eq | _893197361242336 | _893197357588704 | _feeder773011243720706 | External ids: 41745469
237 | NS_HA_Verbindungsmuffe | 0.4 | b | Feeder_NS/&Uuml;bergangsmuffe | TRUE | _852870183632939 | ConnectivityNode | eq | _893197361258720 | _893197357588704 | _feeder773011243720706 | External ids: 43300712
238 | NS_HA_Anschlussmuffe | 0.4 | b | Feeder_NS/&Uuml;bergangsmuffe | TRUE | _852870183772203 | ConnectivityNode | eq | _893197361275104 | _893197357588704 | _feeder773011243720706 | External ids: 43338184
239 | NS_HA_Anschlussmuffe | 0.4 | b | Feeder_NS/&Uuml;bergangsmuffe | TRUE | _852870184091691 | ConnectivityNode | eq | _893197361291488 | _893197357588704 | _feeder773011243720706 | External ids: 43626017
240 | NS_HA_Verbindungsmuffe | 0.4 | b | Feeder_NS/&Uuml;bergangsmuffe | TRUE | _852870184099883 | ConnectivityNode | eq | _893197361307872 | _893197357588704 | _feeder773011243720706 | External ids: 43626039
241 | NS_HA_Anschlussmuffe | 0.4 | b | Feeder_NS/&Uuml;bergangsmuffe | TRUE | _852870184984619 | ConnectivityNode | eq | _893197361324256 | _893197357588704 | _feeder773011243720706 | External ids: 43983560
242 | NS_HA_Anschlussmuffe | 0.4 | b | Feeder_NS/&Uuml;bergangsmuffe | TRUE | _852870184992811 | ConnectivityNode | eq | _893197361340640 | _893197357588704 | _feeder773011243720706 | External ids: 43983690
243 | NS_HA_Anschlussmuffe | 0.4 | b | Feeder_NS/&Uuml;bergangsmuffe | TRUE | _852870185910315 | ConnectivityNode | eq | _893197361357024 | _893197357588704 | _feeder773011243720706 | External ids: 44504602
244 | NS_HA_Anschlussmuffe | 0.4 | b | Feeder_NS/&Uuml;bergangsmuffe | TRUE | _852870185918507 | ConnectivityNode | eq | _893197361373408 | _893197357588704 | _feeder773011243720706 | External ids: 44504626
245 | NS_HA_Anschlussmuffe | 0.4 | b | Feeder_NS/&Uuml;bergangsmuffe | TRUE | _852870186237995 | ConnectivityNode | eq | _893197361389792 | _893197357588704 | _feeder773011243720706 | External ids: 44981240
246 | NS_HA_Verbindungsmuffe | 0.4 | b | Feeder_NS/&Uuml;bergangsmuffe | TRUE | _852870188105771 | ConnectivityNode | eq | _893197361406176 | _893197357588704 | _feeder773011243720706 | External ids: 45421986
247 | NS_HA_Anschlussmuffe | 0.4 | b | Feeder_NS/&Uuml;bergangsmuffe | TRUE | _852870190932011 | ConnectivityNode | eq | _893197361422560 | _893197357588704 | _feeder773011243720706 | External ids: 46383924
248 | NS_HA_Anschlussmuffe | 0.4 | b | Feeder_NS/&Uuml;bergangsmuffe | TRUE | _852870190940203 | ConnectivityNode | eq | _893197361438944 | _893197357588704 | _feeder773011243720706 | External ids: 46383946
249 | NS_HA_Anschlussmuffe | 0.4 | b | Feeder_NS/&Uuml;bergangsmuffe | TRUE | _852870190948395 | ConnectivityNode | eq | _893197361455328 | _893197357588704 | _feeder773011243720706 | External ids: 46383968
250 | NS_HA_Anschlussmuffe | 0.4 | b | Feeder_NS/&Uuml;bergangsmuffe | TRUE | _852870190956587 | ConnectivityNode | eq | _893197361471712 | _893197357588704 | _feeder773011243720706 | External ids: 46384009
251 | NS_HA_Anschlussmuffe | 0.4 | b | Feeder_NS/&Uuml;bergangsmuffe | TRUE | _852870190964779 | ConnectivityNode | eq | _893197361488096 | _893197357588704 | _feeder773011243720706 | External ids: 46384031
252 | NS_HA_Anschlussmuffe | 0.4 | b | Feeder_NS/Abzweigmuffe | TRUE | _852870206283819 | ConnectivityNode | eq | _893197361504480 | _893197357736160 | _feeder773011243687938 | External ids: 49553441
253 | NS_HA_Verbindungsmuffe | 0.4 | b | Feeder_NS/&Uuml;bergangsmuffe | TRUE | _852870216220715 | ConnectivityNode | eq | _893197361520864 | _893197357474016 | _feeder773011243671554 | External ids: 51569895
254 | NS_HA_Anschlussmuffe | 0.4 | b | Feeder_NS/&Uuml;bergangsmuffe | TRUE | _852870216228907 | ConnectivityNode | eq | _893197361537248 | _893197357474016 | _feeder773011243671554 | External ids: 51569950
255 | NS_HA_Anschlussmuffe | 0.4 | b | Feeder_HA-Kasten (21487116) | TRUE | _852870254559275 | ConnectivityNode | eq | _893197361553632 | _893197359063264 | _feeder773011243663362 | External ids: 57200706
256 | NS_HA_Anschlussmuffe | 0.4 | b | Feeder_NS/&Uuml;bergangsmuffe | TRUE | _852870257008683 | ConnectivityNode | eq | _893197361570016 | _893197357588704 | _feeder773011243720706 | External ids: 57806052
257 | NS_Endmuffe | 0.4 | b | Feeder_NS/&Uuml;bergangsmuffe | TRUE | _852870257016875 | ConnectivityNode | eq | _893197361586400 | _893197357588704 | _feeder773011243720706 | External ids: 57806076
258 | NS_HA_Anschlussmuffe | 0.4 | b | Feeder_NS/Abzweigmuffe | TRUE | _852870317465643 | ConnectivityNode | eq | _893197361602784 | _893197357736160 | _feeder773011243687938 | External ids: 64147411
259 | NS_HA_Verbindungsmuffe | 0.4 | b | Feeder_NS/Abzweigmuffe | TRUE | _852870317473835 | ConnectivityNode | eq | _893197361619168 | _893197357736160 | _feeder773011243687938 | External ids: 64147417
260 | NS_HA_Anschlussmuffe | 0.4 | b | Feeder_NS/Abzweigmuffe | TRUE | _852870319759403 | ConnectivityNode | eq | _893197361635552 | _893197357736160 | _feeder773011243687938 | External ids: 64493289
261 | NS_HA_Anschlussmuffe | 0.4 | b | Feeder_NS/Abzweigmuffe | TRUE | _852870323249195 | ConnectivityNode | eq | _893197361651936 | _893197357736160 | _feeder773011243687938 | External ids: 67218557
262 | NS_HA_Anschlussmuffe | 0.4 | b | Feeder_NS/Abzweigmuffe | TRUE | _852870330261547 | ConnectivityNode | eq | _893197361668320 | _893197357736160 | _feeder773011243687938 | External ids: 68905143
263 | NS_HA_Anschlussmuffe | 0.4 | b | Feeder_NS/Abzweigmuffe | TRUE | _852870330269739 | ConnectivityNode | eq | _893197361684704 | _893197357736160 | _feeder773011243687938 | External ids: 68905173
264 | NS_HA_Anschlussmuffe | 0.4 | b | Feeder_NS/Abzweigmuffe | TRUE | _852870330277931 | ConnectivityNode | eq | _893197361701088 | _893197357736160 | _feeder773011243687938 | External ids: 68905207
265 | NS_HA_Anschlussmuffe | 0.4 | b | Feeder_NS/Abzweigmuffe | TRUE | _852870330286123 | ConnectivityNode | eq | _893197361717472 | _893197357736160 | _feeder773011243687938 | External ids: 68905250
266 | NS_HA_Anschlussmuffe | 0.4 | b | Feeder_NS/Abzweigmuffe | TRUE | _852870330294315 | ConnectivityNode | eq | _893197361733856 | _893197357736160 | _feeder773011243687938 | External ids: 68905276
267 | NS_HA_Verbindungsmuffe | 0.4 | b | Feeder_NS/Abzweigmuffe | TRUE | _852870330302507 | ConnectivityNode | eq | _893197361750240 | _893197357736160 | _feeder773011243687938 | External ids: 68905307
268 | NS_HA_Anschlussmuffe | 0.4 | b | Feeder_NS/&Uuml;bergangsmuffe | TRUE | _852870336733227 | ConnectivityNode | eq | _893197361766624 | _893197357474016 | _feeder773011243671554 | External ids: 72252052
269 | NS_HA_Anschlussmuffe | 0.4 | b | Feeder_NS/&Uuml;bergangsmuffe | TRUE | _852870336741419 | ConnectivityNode | eq | _893197361783008 | _893197357474016 | _feeder773011243671554 | External ids: 72252074
270 | Freileitung_Hausanschluss_Krautgaerten20 | 0.4 | b | Feeder_NS-HA/HA-Abzweigkl. NS-Fr | TRUE | _852870368616491 | ConnectivityNode | eq | _893197361799392 | _893197358080224 | _feeder773011243737090 | External ids: 107035154
271 | NS_Endmuffe | 0.4 | b | Feeder_NS/Abzweigmuffe | TRUE | _852870369050667 | ConnectivityNode | eq | _893197361815776 | _893197357736160 | _feeder773011243687938 | External ids: 107430404
272 | Freileitung_Hausanschluss_Krautgaerten1e | 0.4 | b | Feeder_NS/Abzweigmuffe | TRUE | _852870369067051 | ConnectivityNode | eq | _893197361832160 | _893197357736160 | _feeder773011243687938 | External ids: 107430412
273 | NS_Verbindungssmuffe | 0.4 | b | Feeder_NS/&Uuml;bergangsmuffe | TRUE | _852873313501227 | ConnectivityNode | eq | _893197361848544 | _893197357588704 | _feeder773011243720706 | External ids: envelioSynthetic_852873313501227
274 | NS_Verbindungssmuffe | 0.4 | b | Feeder_NS/&Uuml;bergangsmuffe | TRUE | _852873315360811 | ConnectivityNode | eq | _893197361864928 | _893197357588704 | _feeder773011243720706 | External ids: envelioSynthetic_852873315360811
275 | MS_20kV | 20 | b | 322S153 | TRUE | _773011243646978 | ConnectivityNode | eq | _893197361897696 | _893197361881312 | _773011105456130 | External ids: 48767719
276 | MS_20kV | 20 | b | 322S153 | TRUE | _773011243655170 | ConnectivityNode | eq | _893197361914080 | _893197361881312 | _773011105456130 | External ids: 48767726
277 | MS_20kV | 20 | b | 322S153 | TRUE | _773012370874370 | ConnectivityNode | eq | _893197361897696 | _893197361881312 | _773011105456130 | External ids: 8960814
278 | HV_Bus_Trafo1 | 20 | b | 322S153 | TRUE | _773016288403458 | ConnectivityNode | eq | _893197361897696 | _893197361881312 | _773011105456130 | External ids: envelioSynthetic_773016288403458
279 | MS_20kV | 20 | b | 322S150 | TRUE | _773011243466754 | ConnectivityNode | eq | _893197361979616 | _893197361963232 | _773011105488898 | External ids: 48767001
280 | MS_20kV | 20 | b | 322S150 | TRUE | _773011243474946 | ConnectivityNode | eq | _893197361979616 | _893197361963232 | _773011105488898 | External ids: 48767008
288 | MS_20kV | 20 | b | 322S150 | TRUE | _773012370882562 | ConnectivityNode | eq | _893197361979616 | _893197361963232 | _773011105488898 | External ids: 8960842
289 | NS_Sammelschiene_Trafo2 | 0.4 | b | 322S150 | TRUE | _773012389265410 | ConnectivityNode | eq | _893197361996000 | _893197357129952 | _773011105488898 | External ids: 7463741
290 | HV_Bus_Trafo2 | 20 | b | 322S150 | TRUE | _773016288370690 | ConnectivityNode | eq | _893197361979616 | _893197361963232 | _773011105488898 | External ids: envelioSynthetic_773016288370690
291 | LV_Bus_Trafo2 | 0.4 | b | 322S150 | TRUE | _773016288378882 | ConnectivityNode | eq | _893197361996000 | _893197357129952 | _773011105488898 | External ids: envelioSynthetic_773016288378882
294 | Bus_Schaltstation2_Abgang4_switch_open | 0.4 | b | 322V167 | TRUE | _773016536883202 | ConnectivityNode | eq | _893197362110688 | _893197360160992 | _773011147857922 | External ids: envelioSynthetic_773016536883202
295 | Bus_Schaltstation2_Abgang5_switch_open | 0.4 | b | 322V167 | TRUE | _773016788557826 | ConnectivityNode | eq | _893197362127072 | _893197360160992 | _773011147857922 | External ids: envelioSynthetic_773016788557826

## load
| name | bus | p_mw | q_mvar | const_z_percent | const_i_percent | sn_mva | scaling | in_service | type | origin_id | origin_class | terminal | coords
0 | Wärmepumpe | 117 | 0.002 | 0.00028498 | 0 | 0 |  | 1 | TRUE | wye
1 | Wärmepumpe | 95 | 0.002 | 0.00028498 | 0 | 0 |  | 1 | TRUE | wye
2 | Wärmepumpe | 142 | 0.002 | 0.00028498 | 0 | 0 |  | 1 | TRUE | wye
3 | Wärmepumpe | 144 | 0.0031 | 0.00044173 | 0 | 0 |  | 1 | TRUE | wye
4 | Wärmepumpe | 126 | 0.002 | 0.00028498 | 0 | 0 |  | 1 | TRUE | wye
5 | Wärmepumpe | 98 | 0.002 | 0.00028498 | 0 | 0 |  | 1 | TRUE | wye
6 | Wärmepumpe | 129 | 0.005 | 0.00071246 | 0 | 0 |  | 1 | TRUE | wye
7 | Wärmepumpe | 121 | 0.01 | 0.0014249 | 0 | 0 |  | 1 | TRUE | wye
8 | Wärmepumpe | 108 | 0.014 | 0.0019949 | 0 | 0 |  | 1 | TRUE | wye
9 | Wärmepumpe | 103 | 0.01 | 0.0014249 | 0 | 0 |  | 1 | TRUE | wye
10 | Wärmepumpe | 60 | 0.0022 | 0.00031348 | 0 | 0 |  | 1 | TRUE | wye
11 | Wärmepumpe | 132 | 0.001 | 0.00014249 | 0 | 0 |  | 1 | TRUE | wye
12 | Wärmepumpe | 138 | 0.001 | 0.00014249 | 0 | 0 |  | 1 | TRUE | wye
13 | Wärmepumpe | 133 | 0.001 | 0.00014249 | 0 | 0 |  | 1 | TRUE | wye
14 | Wärmepumpe | 112 | 0.005 | 0.00071246 | 0 | 0 |  | 1 | TRUE | wye
15 | Wärmepumpe | 116 | 0.005 | 0.00071246 | 0 | 0 |  | 1 | TRUE | wye
16 | Wärmepumpe | 113 | 0.002 | 0.00028498 | 0 | 0 |  | 1 | TRUE | wye
17 | Wärmepumpe | 42 | 0.0111 | 0.0015817 | 0 | 0 |  | 1 | TRUE | wye
18 | Ladesäule | 141 | 0.011 | 0.0015674 | 0 | 0 |  | 1 | TRUE | wye
19 | Ladesäule | 109 | 0.011 | 0.0015674 | 0 | 0 |  | 1 | TRUE | wye
20 | Ladesäule | 112 | 0.011 | 0.0015674 | 0 | 0 |  | 1 | TRUE | wye
21 | Ladesäule | 77 | 0.011 | 0.0015674 | 0 | 0 |  | 1 | TRUE | wye
22 | Speicher | 101 | 0.00495 | 0.00070534 | 0 | 0 |  | 1 | TRUE | wye
23 | Speicher | 105 | 0.013464 | 0.0019185 | 0 | 0 |  | 1 | TRUE | wye
24 | Speicher | 100 | 0.00594 | 0.0008464 | 0 | 0 |  | 1 | TRUE | wye
25 | Speicher | 97 | 0.010395 | 0.0014812 | 0 | 0 |  | 1 | TRUE | wye
26 | Speicher | 78 | 0.005445 | 0.00077587 | 0 | 0 |  | 1 | TRUE | wye
27 | Speicher | 47 | 0.0032571 | 0.00046411 | 0 | 0 |  | 1 | TRUE | wye
28 | Speicher | 157 | 0.0032571 | 0.00046411 | 0 | 0 |  | 1 | TRUE | wye
29 | Speicher | 155 | 0.0032571 | 0.00046411 | 0 | 0 |  | 1 | TRUE | wye
30 | Speicher | 159 | 0.0032571 | 0.00046411 | 0 | 0 |  | 1 | TRUE | wye
31 | Speicher | 154 | 0.005445 | 0.00077587 | 0 | 0 |  | 1 | TRUE | wye
32 | Einfamilienhaus | 41 | 0.0025 | 0.00035623 | 0 | 0 |  | 1 | TRUE | wye
33 | Einfamilienhaus | 42 | 0.0025 | 0.00035623 | 0 | 0 |  | 1 | TRUE | wye
34 | Einfamilienhaus | 45 | 0.0025 | 0.00035623 | 0 | 0 |  | 1 | TRUE | wye
35 | Einfamilienhaus | 45 | 0.0025 | 0.00035623 | 0 | 0 |  | 1 | TRUE | wye
36 | Einfamilienhaus | 46 | 0.0025 | 0.00035623 | 0 | 0 |  | 1 | TRUE | wye
37 | Einfamilienhaus | 47 | 0.0025 | 0.00035623 | 0 | 0 |  | 1 | TRUE | wye
38 | Einfamilienhaus | 50 | 0.0025 | 0.00035623 | 0 | 0 |  | 1 | TRUE | wye
39 | Einfamilienhaus | 53 | 0.0025 | 0.00035623 | 0 | 0 |  | 1 | TRUE | wye
40 | Einfamilienhaus | 53 | 0.0025 | 0.00035623 | 0 | 0 |  | 1 | TRUE | wye
41 | Einfamilienhaus | 54 | 0.0025 | 0.00035623 | 0 | 0 |  | 1 | TRUE | wye
42 | Einfamilienhaus | 56 | 0.0025 | 0.00035623 | 0 | 0 |  | 1 | TRUE | wye
43 | Einfamilienhaus | 56 | 0.0025 | 0.00035623 | 0 | 0 |  | 1 | TRUE | wye
44 | Einfamilienhaus | 57 | 0.0025 | 0.00035623 | 0 | 0 |  | 1 | TRUE | wye
45 | Einfamilienhaus | 57 | 0.0025 | 0.00035623 | 0 | 0 |  | 1 | TRUE | wye
46 | Einfamilienhaus | 66 | 0.0025 | 0.00035623 | 0 | 0 |  | 1 | TRUE | wye
47 | Einfamilienhaus | 66 | 0.0025 | 0.00035623 | 0 | 0 |  | 1 | TRUE | wye
48 | Einfamilienhaus | 70 | 0.0025 | 0.00035623 | 0 | 0 |  | 1 | TRUE | wye
49 | Einfamilienhaus | 75 | 0.0025 | 0.00035623 | 0 | 0 |  | 1 | TRUE | wye
50 | Einfamilienhaus | 81 | 0.0025 | 0.00035623 | 0 | 0 |  | 1 | TRUE | wye
51 | Einfamilienhaus | 82 | 0.0025 | 0.00035623 | 0 | 0 |  | 1 | TRUE | wye
52 | Einfamilienhaus | 83 | 0.0025 | 0.00035623 | 0 | 0 |  | 1 | TRUE | wye
53 | Einfamilienhaus | 90 | 0.0025 | 0.00035623 | 0 | 0 |  | 1 | TRUE | wye
54 | Einfamilienhaus | 92 | 0.0025 | 0.00035623 | 0 | 0 |  | 1 | TRUE | wye
55 | Einfamilienhaus | 98 | 0.0025 | 0.00035623 | 0 | 0 |  | 1 | TRUE | wye
56 | Einfamilienhaus | 105 | 0.0025 | 0.00035623 | 0 | 0 |  | 1 | TRUE | wye
57 | Einfamilienhaus | 60 | 0.0025 | 0.00035623 | 0 | 0 |  | 1 | TRUE | wye
58 | Einfamilienhaus | 160 | 0.0025 | 0.00035623 | 0 | 0 |  | 1 | TRUE | wye
59 | Einfamilienhaus | 39 | 0.0025 | 0.00035623 | 0 | 0 |  | 1 | TRUE | wye
60 | Einfamilienhaus | 107 | 0.0025 | 0.00035623 | 0 | 0 |  | 1 | TRUE | wye
61 | Einfamilienhaus | 116 | 0.0025 | 0.00035623 | 0 | 0 |  | 1 | TRUE | wye
62 | Einfamilienhaus | 123 | 0.0025 | 0.00035623 | 0 | 0 |  | 1 | TRUE | wye
63 | Einfamilienhaus | 125 | 0.0025 | 0.00035623 | 0 | 0 |  | 1 | TRUE | wye
64 | Einfamilienhaus | 126 | 0.0025 | 0.00035623 | 0 | 0 |  | 1 | TRUE | wye
65 | Einfamilienhaus | 127 | 0.0025 | 0.00035623 | 0 | 0 |  | 1 | TRUE | wye
66 | Einfamilienhaus | 128 | 0.0025 | 0.00035623 | 0 | 0 |  | 1 | TRUE | wye
67 | Einfamilienhaus | 136 | 0.0025 | 0.00035623 | 0 | 0 |  | 1 | TRUE | wye
68 | Einfamilienhaus | 138 | 0.0025 | 0.00035623 | 0 | 0 |  | 1 | TRUE | wye
69 | Einfamilienhaus | 139 | 0.0025 | 0.00035623 | 0 | 0 |  | 1 | TRUE | wye
70 | Einfamilienhaus | 140 | 0.0025 | 0.00035623 | 0 | 0 |  | 1 | TRUE | wye
71 | Einfamilienhaus | 141 | 0.0025 | 0.00035623 | 0 | 0 |  | 1 | TRUE | wye
72 | Einfamilienhaus | 142 | 0.0025 | 0.00035623 | 0 | 0 |  | 1 | TRUE | wye
73 | Einfamilienhaus | 143 | 0.0025 | 0.00035623 | 0 | 0 |  | 1 | TRUE | wye
74 | Einfamilienhaus | 154 | 0.0025 | 0.00035623 | 0 | 0 |  | 1 | TRUE | wye
75 | Einfamilienhaus | 155 | 0.0025 | 0.00035623 | 0 | 0 |  | 1 | TRUE | wye
76 | Einfamilienhaus | 156 | 0.0025 | 0.00035623 | 0 | 0 |  | 1 | TRUE | wye
77 | Einfamilienhaus | 157 | 0.0025 | 0.00035623 | 0 | 0 |  | 1 | TRUE | wye
78 | Einfamilienhaus | 158 | 0.0025 | 0.00035623 | 0 | 0 |  | 1 | TRUE | wye
79 | Einfamilienhaus | 159 | 0.0025 | 0.00035623 | 0 | 0 |  | 1 | TRUE | wye
80 | Einfamilienhaus | 163 | 0.0025 | 0.00035623 | 0 | 0 |  | 1 | TRUE | wye
81 | Einfamilienhaus | 272 | 0.0025 | 0.00035623 | 0 | 0 |  | 1 | TRUE | wye
82 | Zweifamilienhaus | 42 | 0.0035 | 0.00049872 | 0 | 0 |  | 1 | TRUE | wye
83 | Zweifamilienhaus | 47 | 0.0035 | 0.00049872 | 0 | 0 |  | 1 | TRUE | wye
84 | Zweifamilienhaus | 49 | 0.0035 | 0.00049872 | 0 | 0 |  | 1 | TRUE | wye
85 | Zweifamilienhaus | 66 | 0.0035 | 0.00049872 | 0 | 0 |  | 1 | TRUE | wye
86 | Zweifamilienhaus | 67 | 0.0035 | 0.00049872 | 0 | 0 |  | 1 | TRUE | wye
87 | Zweifamilienhaus | 68 | 0.0035 | 0.00049872 | 0 | 0 |  | 1 | TRUE | wye
88 | Zweifamilienhaus | 74 | 0.0035 | 0.00049872 | 0 | 0 |  | 1 | TRUE | wye
89 | Zweifamilienhaus | 74 | 0.0035 | 0.00049872 | 0 | 0 |  | 1 | TRUE | wye
90 | Zweifamilienhaus | 89 | 0.0035 | 0.00049872 | 0 | 0 |  | 1 | TRUE | wye
91 | Zweifamilienhaus | 95 | 0.0035 | 0.00049872 | 0 | 0 |  | 1 | TRUE | wye
92 | Zweifamilienhaus | 96 | 0.0035 | 0.00049872 | 0 | 0 |  | 1 | TRUE | wye
93 | Zweifamilienhaus | 99 | 0.0035 | 0.00049872 | 0 | 0 |  | 1 | TRUE | wye
94 | Zweifamilienhaus | 100 | 0.0035 | 0.00049872 | 0 | 0 |  | 1 | TRUE | wye
95 | Zweifamilienhaus | 101 | 0.0035 | 0.00049872 | 0 | 0 |  | 1 | TRUE | wye
96 | Zweifamilienhaus | 106 | 0.0035 | 0.00049872 | 0 | 0 |  | 1 | TRUE | wye
97 | Zweifamilienhaus | 112 | 0.0035 | 0.00049872 | 0 | 0 |  | 1 | TRUE | wye
98 | Zweifamilienhaus | 113 | 0.0035 | 0.00049872 | 0 | 0 |  | 1 | TRUE | wye
99 | Zweifamilienhaus | 114 | 0.0035 | 0.00049872 | 0 | 0 |  | 1 | TRUE | wye
100 | Zweifamilienhaus | 115 | 0.0035 | 0.00049872 | 0 | 0 |  | 1 | TRUE | wye
101 | Zweifamilienhaus | 117 | 0.0035 | 0.00049872 | 0 | 0 |  | 1 | TRUE | wye
102 | Zweifamilienhaus | 124 | 0.0035 | 0.00049872 | 0 | 0 |  | 1 | TRUE | wye
103 | Zweifamilienhaus | 129 | 0.0035 | 0.00049872 | 0 | 0 |  | 1 | TRUE | wye
104 | Zweifamilienhaus | 130 | 0.0035 | 0.00049872 | 0 | 0 |  | 1 | TRUE | wye
105 | Zweifamilienhaus | 132 | 0.0035 | 0.00049872 | 0 | 0 |  | 1 | TRUE | wye
106 | Zweifamilienhaus | 134 | 0.0035 | 0.00049872 | 0 | 0 |  | 1 | TRUE | wye
107 | Zweifamilienhaus | 135 | 0.0035 | 0.00049872 | 0 | 0 |  | 1 | TRUE | wye
108 | Zweifamilienhaus | 137 | 0.0035 | 0.00049872 | 0 | 0 |  | 1 | TRUE | wye
109 | Zweifamilienhaus | 144 | 0.0035 | 0.00049872 | 0 | 0 |  | 1 | TRUE | wye
110 | Zweifamilienhaus | 145 | 0.0035 | 0.00049872 | 0 | 0 |  | 1 | TRUE | wye
111 | Zweifamilienhaus | 146 | 0.0035 | 0.00049872 | 0 | 0 |  | 1 | TRUE | wye
112 | Zweifamilienhaus | 147 | 0.0035 | 0.00049872 | 0 | 0 |  | 1 | TRUE | wye
113 | Zweifamilienhaus | 148 | 0.0035 | 0.00049872 | 0 | 0 |  | 1 | TRUE | wye
114 | Zweifamilienhaus | 149 | 0.0035 | 0.00049872 | 0 | 0 |  | 1 | TRUE | wye
115 | Zweifamilienhaus | 150 | 0.0035 | 0.00049872 | 0 | 0 |  | 1 | TRUE | wye
116 | Zweifamilienhaus | 151 | 0.0035 | 0.00049872 | 0 | 0 |  | 1 | TRUE | wye
117 | Zweifamilienhaus | 152 | 0.0035 | 0.00049872 | 0 | 0 |  | 1 | TRUE | wye
118 | Zweifamilienhaus | 161 | 0.0035 | 0.00049872 | 0 | 0 |  | 1 | TRUE | wye
119 | Zweifamilienhaus | 270 | 0.0035 | 0.00049872 | 0 | 0 |  | 1 | TRUE | wye
120 | Mehrfamilienhaus 3-5 Partien | 50 | 0.0045 | 0.00064122 | 0 | 0 |  | 1 | TRUE | wye
121 | Mehrfamilienhaus 3-5 Partien | 51 | 0.0045 | 0.00064122 | 0 | 0 |  | 1 | TRUE | wye
122 | Mehrfamilienhaus 3-5 Partien | 52 | 0.0045 | 0.00064122 | 0 | 0 |  | 1 | TRUE | wye
123 | Mehrfamilienhaus 3-5 Partien | 54 | 0.0045 | 0.00064122 | 0 | 0 |  | 1 | TRUE | wye
124 | Mehrfamilienhaus 3-5 Partien | 55 | 0.0045 | 0.00064122 | 0 | 0 |  | 1 | TRUE | wye
125 | Mehrfamilienhaus 3-5 Partien | 65 | 0.0045 | 0.00064122 | 0 | 0 |  | 1 | TRUE | wye
126 | Mehrfamilienhaus 3-5 Partien | 67 | 0.0045 | 0.00064122 | 0 | 0 |  | 1 | TRUE | wye
127 | Mehrfamilienhaus 3-5 Partien | 70 | 0.0045 | 0.00064122 | 0 | 0 |  | 1 | TRUE | wye
128 | Mehrfamilienhaus 3-5 Partien | 78 | 0.0045 | 0.00064122 | 0 | 0 |  | 1 | TRUE | wye
129 | Mehrfamilienhaus 3-5 Partien | 79 | 0.0045 | 0.00064122 | 0 | 0 |  | 1 | TRUE | wye
130 | Mehrfamilienhaus 3-5 Partien | 80 | 0.0045 | 0.00064122 | 0 | 0 |  | 1 | TRUE | wye
131 | Mehrfamilienhaus 3-5 Partien | 84 | 0.0045 | 0.00064122 | 0 | 0 |  | 1 | TRUE | wye
132 | Mehrfamilienhaus 3-5 Partien | 85 | 0.0045 | 0.00064122 | 0 | 0 |  | 1 | TRUE | wye
133 | Mehrfamilienhaus 3-5 Partien | 86 | 0.0045 | 0.00064122 | 0 | 0 |  | 1 | TRUE | wye
134 | Mehrfamilienhaus 3-5 Partien | 87 | 0.0045 | 0.00064122 | 0 | 0 |  | 1 | TRUE | wye
135 | Mehrfamilienhaus 3-5 Partien | 88 | 0.0045 | 0.00064122 | 0 | 0 |  | 1 | TRUE | wye
136 | Mehrfamilienhaus 3-5 Partien | 91 | 0.0045 | 0.00064122 | 0 | 0 |  | 1 | TRUE | wye
137 | Mehrfamilienhaus 3-5 Partien | 97 | 0.0045 | 0.00064122 | 0 | 0 |  | 1 | TRUE | wye
138 | Mehrfamilienhaus 3-5 Partien | 118 | 0.0045 | 0.00064122 | 0 | 0 |  | 1 | TRUE | wye
139 | Mehrfamilienhaus 3-5 Partien | 119 | 0.0045 | 0.00064122 | 0 | 0 |  | 1 | TRUE | wye
140 | Mehrfamilienhaus 3-5 Partien | 120 | 0.0045 | 0.00064122 | 0 | 0 |  | 1 | TRUE | wye
141 | Mehrfamilienhaus 3-5 Partien | 131 | 0.0045 | 0.00064122 | 0 | 0 |  | 1 | TRUE | wye
142 | Mehrfamilienhaus 3-5 Partien | 133 | 0.0045 | 0.00064122 | 0 | 0 |  | 1 | TRUE | wye
143 | Mehrfamilienhaus 3-5 Partien | 162 | 0.0045 | 0.00064122 | 0 | 0 |  | 1 | TRUE | wye
144 | Mehrfamilienhaus 3-5 Partien | 164 | 0.0045 | 0.00064122 | 0 | 0 |  | 1 | TRUE | wye
145 | Mehrfamilienhaus 3-5 Partien | 168 | 0.0045 | 0.00064122 | 0 | 0 |  | 1 | TRUE | wye
146 | Mehrfamilienhaus 3-5 Partien | 39 | 0.0045 | 0.00064122 | 0 | 0 |  | 1 | TRUE | wye
147 | Mehrfamilienhaus 3-5 Partien | 39 | 0.0045 | 0.00064122 | 0 | 0 |  | 1 | TRUE | wye
148 | Mehrfamilienhaus 6-8 Partien | 43 | 0.0055 | 0.00078371 | 0 | 0 |  | 1 | TRUE | wye
149 | Mehrfamilienhaus 6-8 Partien | 44 | 0.0055 | 0.00078371 | 0 | 0 |  | 1 | TRUE | wye
150 | Mehrfamilienhaus 6-8 Partien | 48 | 0.0055 | 0.00078371 | 0 | 0 |  | 1 | TRUE | wye
151 | Mehrfamilienhaus 6-8 Partien | 71 | 0.0055 | 0.00078371 | 0 | 0 |  | 1 | TRUE | wye
152 | Mehrfamilienhaus 6-8 Partien | 77 | 0.0055 | 0.00078371 | 0 | 0 |  | 1 | TRUE | wye
153 | Mehrfamilienhaus 6-8 Partien | 93 | 0.0055 | 0.00078371 | 0 | 0 |  | 1 | TRUE | wye
154 | Mehrfamilienhaus 6-8 Partien | 102 | 0.0055 | 0.00078371 | 0 | 0 |  | 1 | TRUE | wye
155 | Mehrfamilienhaus 6-8 Partien | 103 | 0.0055 | 0.00078371 | 0 | 0 |  | 1 | TRUE | wye
156 | Mehrfamilienhaus 6-8 Partien | 104 | 0.0055 | 0.00078371 | 0 | 0 |  | 1 | TRUE | wye
157 | Mehrfamilienhaus 6-8 Partien | 108 | 0.0055 | 0.00078371 | 0 | 0 |  | 1 | TRUE | wye
158 | Mehrfamilienhaus 6-8 Partien | 109 | 0.0055 | 0.00078371 | 0 | 0 |  | 1 | TRUE | wye
159 | Mehrfamilienhaus 6-8 Partien | 121 | 0.0055 | 0.00078371 | 0 | 0 |  | 1 | TRUE | wye
160 | Mehrfamilienhaus 6-8 Partien | 122 | 0.0055 | 0.00078371 | 0 | 0 |  | 1 | TRUE | wye
161 | Mehrfamilienhaus 6-8 Partien | 153 | 0.0055 | 0.00078371 | 0 | 0 |  | 1 | TRUE | wye
162 | Mehrfamilienhaus > 8 Partien | 62 | 0.0065 | 0.0009262 | 0 | 0 |  | 1 | TRUE | wye

## sgen
| name | bus | p_mw | q_mvar | sn_mva | scaling | in_service | type | current_source | origin_id | origin_class | terminal | k | rx | vn_kv | rdss_ohm | xdss_pu | lrc_pu | generator_type | coords
0 | Photovoltaik | 101 | 0.00507 | 0.00072244 |  | 1 | TRUE | wye | TRUE | [9 empty] | current_source
1 | Photovoltaik | 127 | 0.0068 | 0.00096895 |  | 1 | TRUE | wye | TRUE | [9 empty] | current_source
2 | Photovoltaik | 100 | 0.0054 | 0.00076946 |  | 1 | TRUE | wye | TRUE | [9 empty] | current_source
3 | Photovoltaik | 98 | 0.00792 | 0.0011285 |  | 1 | TRUE | wye | TRUE | [9 empty] | current_source
4 | Photovoltaik | 105 | 0.00966 | 0.0013765 |  | 1 | TRUE | wye | TRUE | [9 empty] | current_source
5 | Photovoltaik | 126 | 0.00992 | 0.0014135 |  | 1 | TRUE | wye | TRUE | [9 empty] | current_source
6 | Photovoltaik | 97 | 0.00558 | 0.00079511 |  | 1 | TRUE | wye | TRUE | [9 empty] | current_source
7 | Photovoltaik | 120 | 0.00855 | 0.0012183 |  | 1 | TRUE | wye | TRUE | [9 empty] | current_source
8 | Photovoltaik | 119 | 0.0076 | 0.0010829 |  | 1 | TRUE | wye | TRUE | [9 empty] | current_source
9 | Photovoltaik | 85 | 0.0108 | 0.0015389 |  | 1 | TRUE | wye | TRUE | [9 empty] | current_source
10 | Photovoltaik | 66 | 0.00195 | 0.00027786 |  | 1 | TRUE | wye | TRUE | [9 empty] | current_source
11 | Photovoltaik | 42 | 0.00273 | 0.000389 |  | 1 | TRUE | wye | TRUE | [9 empty] | current_source
12 | Photovoltaik | 53 | 0.00594 | 0.0008464 |  | 1 | TRUE | wye | TRUE | [9 empty] | current_source
13 | Photovoltaik | 91 | 0.01632 | 0.0023255 |  | 1 | TRUE | wye | TRUE | [9 empty] | current_source
14 | Photovoltaik | 107 | 0.01212 | 0.001727 |  | 1 | TRUE | wye | TRUE | [9 empty] | current_source
15 | Photovoltaik | 112 | 0.0055 | 0.00078371 |  | 1 | TRUE | wye | TRUE | [9 empty] | current_source
16 | Photovoltaik | 161 | 0.01536 | 0.0021887 |  | 1 | TRUE | wye | TRUE | [9 empty] | current_source
17 | Photovoltaik | 154 | 0.01496 | 0.0021317 |  | 1 | TRUE | wye | TRUE | [9 empty] | current_source
18 | Photovoltaik | 160 | 0.00496 | 0.00070676 |  | 1 | TRUE | wye | TRUE | [9 empty] | current_source
19 | Photovoltaik | 159 | 0.00252 | 0.00035908 |  | 1 | TRUE | wye | TRUE | [9 empty] | current_source
20 | Photovoltaik | 158 | 0.00252 | 0.00035908 |  | 1 | TRUE | wye | TRUE | [9 empty] | current_source
21 | Photovoltaik | 155 | 0.00252 | 0.00035908 |  | 1 | TRUE | wye | TRUE | [9 empty] | current_source
22 | Photovoltaik | 156 | 0.00252 | 0.00035908 |  | 1 | TRUE | wye | TRUE | [9 empty] | current_source
23 | Photovoltaik | 157 | 0.00496 | 0.00070676 |  | 1 | TRUE | wye | TRUE | [9 empty] | current_source
24 | Photovoltaik | 47 | 0.0017 | 0.00024224 |  | 1 | TRUE | wye | TRUE | [9 empty] | current_source
25 | Photovoltaik | 78 | 0.0033 | 0.00047022 |  | 1 | TRUE | wye | TRUE | [9 empty] | current_source

## switch
| bus | element | et | type | closed | name | z_ohm | in_ka | origin_id | origin_class | terminal_bus | terminal_element | coords
0 | 279 | 288 | b | LS | TRUE | Leitungsschalter 48767089 | 0 |  | _773013945884674 | Switch | _893197416915168 | _893197416931552
1 | 290 | 288 | b | LS | TRUE | Trafoschalter 48767091 | 0 |  | _773013945892866 | Switch | _893197416964320 | _893197416980704
2 | 280 | 288 | b | LS | TRUE | Leitungsschalter 48767092 | 0 |  | _773013945901058 | Switch | _893197417013472 | _893197417029856
3 | 276 | 277 | b | LS | FALSE | T 48767801 | 0 |  | _773013945933826 | Switch | _893197416177888 | _893197416194272
4 | 275 | 277 | b | LS | TRUE | Leitungsschalter 48767802 | 0 |  | _773013945942018 | Switch | _893197416325344 | _893197416341728
5 | 278 | 277 | b | LS | TRUE | Trafoschalter 48767803 | 0 |  | _773013945950210 | Switch | _893197416374496 | _893197416390880
6 | 291 | 289 | b | LS | TRUE | NS Lasttrennschalter 48767090 | 0 |  | _773013981274114 | Switch | _893197417062624 | _893197417079008
7 | 169 | 166 | b | LS | TRUE | NS Lasttrennschalter 48767800 | 0 |  | _773013981290498 | Switch | _893197416423648 | _893197416440032
8 | 1 | 289 | b | LS | FALSE | Abgangssicherung 23720871 (#2, L | 0 |  | _773013993906178 | Switch | _893197417111776 | _893197417128160
12 | 0 | 289 | b | LS | FALSE | Abgangssicherung 23720887 (#3, L | 0 |  | _773013993938946 | Switch | _893197417259232 | _893197417275616
18 | 10 | 166 | b | LS | TRUE | Abgangssicherung 23733885 (#1, L | 0 |  | _773014013304834 | Switch | _893197416227040 | _893197416243424
19 | 9 | 166 | b | LS | TRUE | Abgangssicherung 23733891 (#2, L | 0 |  | _773014013313026 | Switch | _893197416472800 | _893197416489184
20 | 8 | 166 | b | LS | TRUE | Abgangssicherung 23733897 (#3, L | 0 |  | _773014013321218 | Switch | _893197416521952 | _893197416538336
21 | 7 | 166 | b | LS | TRUE | Abgangssicherung 23733903 (#4, L | 0 |  | _773014013337602 | Switch | _893197416571104 | _893197416587488
22 | 6 | 166 | b | LS | TRUE | Abgangssicherung 23733907 (#5, L | 0 |  | _773014013345794 | Switch | _893197416620256 | _893197416636640
23 | 5 | 166 | b | LS | TRUE | Abgangssicherung 23733911 (#6, L | 0 |  | _773014013353986 | Switch | _893197416669408 | _893197416685792
24 | 4 | 166 | b | LS | TRUE | Abgangssicherung 23733917 (#7, L | 0 |  | _773014013362178 | Switch | _893197416718560 | _893197416734944
25 | 3 | 166 | b | LS | TRUE | Abgangssicherung 23733921 (#8, L | 0 |  | _773014013370370 | Switch | _893197416767712 | _893197416784096
26 | 2 | 166 | b | LS | TRUE | Abgangssicherung 23733925 (#10, | 0 |  | _773014013378562 | Switch | _893197416276192 | _893197416292576
27 | 172 | 167 | b | LS | TRUE | Abgangssicherung 46728085 (#7, L | 0 |  | _773014176194562 | Switch | _893197417504992 | _893197417521376
28 | 174 | 167 | b | LS | TRUE | Abgangssicherung 46728089 (#1, L | 0 |  | _773014176202754 | Switch | _893197417554144 | _893197417570528
29 | 294 | 167 | b | LS | FALSE | Abgangssicherung 46728097 (#5, L | 0 |  | _773014176219138 | Switch | _893197417603296 | _893197417619680
30 | 295 | 167 | b | LS | FALSE | Abgangssicherung 46728101 (#4, L | 0 |  | _773014176227330 | Switch | _893197417652448 | _893197417668832
31 | 177 | 167 | b | LS | TRUE | Abgangssicherung 46728109 (#2, L | 0 |  | _773014176243714 | Switch | _893197417701600 | _893197417717984
32 | 170 | 168 | b | LS | TRUE | Abgangssicherung 64309307 (#6, L | 0 |  | _773014226042882 | Switch | _893197417750752 | _893197417767136
33 | 171 | 168 | b | LS | TRUE | Abgangssicherung 64309311 (#1, L | 0 |  | _773014226051074 | Switch | _893197417799904 | _893197417816288
34 | 176 | 168 | b | LS | TRUE | Abgangssicherung 64309315 (#5, L | 0 |  | _773014226059266 | Switch | _893197417849056 | _893197417865440
35 | 173 | 168 | b | LS | TRUE | Abgangssicherung 64309319 (#4, L | 0 |  | _773014226067458 | Switch | _893197417898208 | _893197417914592
36 | 175 | 168 | b | LS | TRUE | Abgangssicherung 64309323 (#3, L | 0 |  | _773014226075650 | Switch | _893197417947360 | _893197417963744
37 | 178 | 168 | b | LS | TRUE | Abgangssicherung 64309327 (#2, L | 0 |  | _773014226083842 | Switch | _893197417996512 | _893197418012896
38 | 179 | 180 | b | LS | TRUE | NS FL-Schalter 3775919 | 0 |  | _773014251937794 | Switch | _893197418045664 | _893197418062048
39 | 181 | 182 | b | LS | FALSE | NS FL-Sicherung 21543134 | 0 |  | _773014256893954 | Switch | _893197418094816 | _893197418111200

## ext_grid
| name | bus | vm_pu | va_degree | slack_weight | in_service | origin_id | origin_class | terminal | substation | min_p_mw | max_p_mw | min_q_mvar | max_q_mvar | p_mw | q_mvar | s_sc_max_mva | s_sc_min_mva | rx_max | rx_min | r0x0_max | x0x_max | coords
0 | MS_20kV | 278 | 1 | 0 | 1 | TRUE | _893197430038752 | ExternalNetworkInjection | _893197430055136 | 322S153 | -9999999 | 9999999 | -9999999 | 9999999 | 0 | 0

## line
| name | std_type | from_bus | to_bus | length_km | r_ohm_per_km | x_ohm_per_km | c_nf_per_km | g_us_per_km | max_i_ka | df | parallel | type | in_service | origin_id | origin_class | terminal_from | terminal_to | r0_ohm_per_km | x0_ohm_per_km | c0_nf_per_km | g0_us_per_km | endtemp_degree
0 | Line_Trafo1_Abgang5 |  | 14 | 6 | 0.068113 | 0.206 | 0.073199 | 0 | 0 | 0.276 | 1 | 1 |  | TRUE | _773012458283010 | ACLineSegment | _893197367550176 | _893197367566560 |  |  |  | 0
1 | Line_Trafo1_Abgang10 |  | 11 | 3 | 0.024952 | 0.206 | 0.073199 | 0 | 0 | 0.276 | 1 | 1 |  | TRUE | _773012458291202 | ACLineSegment | _893197368172768 | _893197368189152 |  |  |  | 0
2 | Line_Trafo1_Abgang1 |  | 69 | 10 | 0.010926 | 0.19 | 0.073827 | 0 | 0 | 0.28 | 1 | 1 |  | TRUE | _773012458299394 | ACLineSegment | _893197368910048 | _893197368926432 |  |  |  | 0
3 | Route_NS Leitung (3776674) |  | 11 | 12 | 0.0010142 | 0.253 | 0.073199 | 0 | 0 | 0.246 | 1 | 1 |  | TRUE | _773012458307586 | ACLineSegment | _893197367714016 | _893197367730400 |  |  |  | 0
4 | Route_NS Leitung (3797695) |  | 15 | 0 | 0.0021848 | 0.206 | 0.080425 | 0 | 0 | 0.27 | 1 | 1 |  | TRUE | _773012458897410 | ACLineSegment | _893197369925856 | _893197369942240 |  |  |  | 0
5 | Line_Trafo1_Abgang2 |  | 16 | 8 | 0.084769 | 0.206 | 0.080425 | 0 | 0 | 0.27 | 1 | 1 |  | TRUE | _773012599808002 | ACLineSegment | _893197370646752 | _893197370663136 |  |  |  | 0
6 | Line_Trafo1_Abgang6 |  | 23 | 4 | 0.059692 | 0.206 | 0.073199 | 0 | 0 | 0.276 | 1 | 1 |  | TRUE | _773012614168578 | ACLineSegment | _893197371236576 | _893197371252960 |  |  |  | 0
7 | Route_NS Leitung (64308818) |  | 30 | 175 | 0.14403 | 0.206 | 0.080425 | 0 | 0 | 0.27 | 1 | 1 |  | TRUE | _773012792639490 | ACLineSegment | _893197365911776 | _893197365928160 |  |  |  | 0
8 | Route_NS Leitung (64308937) |  | 31 | 173 | 0.08524 | 0.206 | 0.080425 | 0 | 0 | 0.27 | 1 | 1 |  | TRUE | _773012792664066 | ACLineSegment | _893197365289184 | _893197365305568 |  |  |  | 0
9 | Route_NS Leitung (64309114) |  | 59 | 34 | 0.02276 | 0.206 | 0.073199 | 0 | 0 | 0.276 | 1 | 1 |  | TRUE | _773012792672258 | ACLineSegment | _893197363699936 | _893197363716320 |  |  |  | 0
10 | Route_NS Leitung (64309116) |  | 23 | 171 | 0.063765 | 0.206 | 0.073199 | 0 | 0 | 0.276 | 1 | 1 |  | TRUE | _773012792696834 | ACLineSegment | _893197364355296 | _893197364371680 |  |  |  | 0
11 | Route_NS Leitung (64309124) |  | 35 | 178 | 0.013969 | 0.206 | 0.073199 | 0 | 0 | 0.276 | 1 | 1 |  | TRUE | _773012792713218 | ACLineSegment | _893197366190304 | _893197366206688 |  |  |  | 0
12 | Route_NS Leitung (64309178) |  | 34 | 170 | 0.0074473 | 0.206 | 0.080425 | 0 | 0 | 0.27 | 1 | 1 |  | TRUE | _773012792721410 | ACLineSegment | _893197363880160 | _893197363896544 |  |  |  | 0
13 | Route_NS Leitung (64309184) |  | 33 | 176 | 0.0079392 | 0.206 | 0.080425 | 0 | 0 | 0.27 | 1 | 1 |  | TRUE | _773012792729602 | ACLineSegment | _893197364551904 | _893197364568288 |  |  |  | 0
14 | Route_NS Leitung (64309251) |  | 35 | 36 | 0.034539 | 0.206 | 0.080425 | 0 | 0 | 0.27 | 1 | 1 |  | TRUE | _773012792737794 | ACLineSegment | _893197372399840 | _893197372416224 |  |  |  | 0
15 | Line_Trafo1_Abgang7 |  | 35 | 5 | 0.11045 | 0.206 | 0.073199 | 0 | 0 | 0.276 | 1 | 1 |  | TRUE | _773012792770562 | ACLineSegment | _893197373169888 | _893197373186272 |  |  |  | 0
16 | Route_NS Leitung (3775748) |  | 68 | 65 | 0.034107 | 0.443 | 0.069115 | 0 | 0 | 0.205 | 1 | 1 |  | TRUE | _773012839292930 | ACLineSegment | _893197373317344 | _893197373333728 |  |  |  | 0
17 | Route_NS Leitung (3775754) |  | 69 | 67 | 0.056981 | 0.443 | 0.069115 | 0 | 0 | 0.205 | 1 | 1 |  | TRUE | _773012839301122 | ACLineSegment | _893197369106656 | _893197369123040 |  |  |  | 0
18 | Route_NS Leitung (20102137) |  | 72 | 65 | 0.023874 | 0.443 | 0.069115 | 0 | 0 | 0.205 | 1 | 1 |  | TRUE | _773012849655810 | ACLineSegment | _893197373759712 | _893197373776096 |  |  |  | 0
19 | Route_NS Leitung (68670740) |  | 68 | 75 | 0.016373 | 0.443 | 0.069115 | 0 | 0 | 0.205 | 1 | 1 |  | TRUE | _773012881973250 | ACLineSegment | _893197373464800 | _893197373481184 |  |  |  | 0
20 | Route_NS Leitung (76372270) |  | 68 | 76 | 0.023755 | 0.443 | 0.069115 | 0 | 0 | 0.205 | 1 | 1 |  | TRUE | _773012883415042 | ACLineSegment | _893197373612256 | _893197373628640 |  |  |  | 0
21 | Route_NS Leitung (3775772) |  | 75 | 73 | 0.046651 | 1.2 | 0.075398 | 0 | 0 | 0.107 | 1 | 1 |  | TRUE | _773012885798914 | ACLineSegment | _893197375316192 | _893197375332576 |  |  |  | 0
22 | Route_NS Leitung (14315898) |  | 72 | 77 | 0.0002498 | 0.443 | 0.069115 | 0 | 0 | 0.205 | 1 | 1 |  | TRUE | _773012900626434 | ACLineSegment | _893197375152352 | _893197375168736 |  |  |  | 0
23 | Route_NS Leitung (14316696) |  | 73 | 91 | 0.00024634 | 1.2 | 0.075398 | 0 | 0 | 0.107 | 1 | 1 |  | TRUE | _773012901691394 | ACLineSegment | _893197376463072 | _893197376479456 |  |  |  | 0
24 | Route_NS Leitung (3776805) |  | 189 | 183 | 0.0027889 | 0.869 | 0.086 | 0 | 0 | 0.123 | 1 | 1 |  | TRUE | _773012973166594 | ACLineSegment | _893197377102048 | _893197377118432 |  |  |  | 0
25 | Route_NS Leitung (3776811) |  | 187 | 78 | 0.029156 | 0.869 | 0.08608 | 0 | 0 | 0.123 | 1 | 1 |  | TRUE | _773012973174786 | ACLineSegment | _893197377708256 | _893197377724640 |  |  |  | 0
26 | Route_NS Leitung (3776817) |  | 89 | 259 | 0.034034 | 0.869 | 0.08608 | 0 | 0 | 0.123 | 1 | 1 |  | TRUE | _773012973191170 | ACLineSegment | _893197378412768 | _893197378429152 |  |  |  | 0
27 | Route_NS Leitung (3776823) |  | 191 | 88 | 0.024214 | 0.869 | 0.08608 | 0 | 0 | 0.123 | 1 | 1 |  | TRUE | _773012973199362 | ACLineSegment | _893197378904288 | _893197378920672 |  |  |  | 0
28 | Route_NS Leitung (3776829) |  | 184 | 81 | 0.010725 | 0.641 | 0.077597 | 0 | 0 | 0.145 | 1 | 1 |  | TRUE | _773012973207554 | ACLineSegment | _893197379543264 | _893197379559648 |  |  |  | 0
29 | Route_NS Leitung (3776835) |  | 185 | 82 | 0.0089031 | 0.641 | 0.077597 | 0 | 0 | 0.145 | 1 | 1 |  | TRUE | _773012973215746 | ACLineSegment | _893197379903712 | _893197379920096 |  |  |  | 0
30 | Route_NS Leitung (3776841) |  | 186 | 83 | 0.010876 | 0.641 | 0.077597 | 0 | 0 | 0.145 | 1 | 1 |  | TRUE | _773012973223938 | ACLineSegment | _893197380231392 | _893197380247776 |  |  |  | 0
31 | Route_NS Leitung (3776859) |  | 188 | 80 | 0.022401 | 0.641 | 0.084823 | 0 | 0 | 0.141 | 1 | 1 |  | TRUE | _773012973232130 | ACLineSegment | _893197381017824 | _893197381034208 |  |  |  | 0
32 | Route_NS Leitung (3776930) |  | 79 | 189 | 0.0073631 | 0.869 | 0.08608 | 0 | 0 | 0.123 | 1 | 1 |  | TRUE | _773012973240322 | ACLineSegment | _893197376970976 | _893197376987360 |  |  |  | 0
33 | Route_NS Leitung (3782165) |  | 253 | 87 | 0.021442 | 0.869 | 0.08608 | 0 | 0 | 0.123 | 1 | 1 |  | TRUE | _773012973428738 | ACLineSegment | _893197381198048 | _893197381214432 |  |  |  | 0
34 | Route_NS Leitung (3782171) |  | 193 | 86 | 0.025585 | 0.869 | 0.08608 | 0 | 0 | 0.123 | 1 | 1 |  | TRUE | _773012973436930 | ACLineSegment | _893197381656800 | _893197381673184 |  |  |  | 0
35 | Route_NS Leitung (3782183) |  | 195 | 85 | 0.017459 | 0.869 | 0.08608 | 0 | 0 | 0.123 | 1 | 1 |  | TRUE | _773012973461506 | ACLineSegment | _893197382312160 | _893197382328544 |  |  |  | 0
36 | Route_NS Leitung (3782189) |  | 190 | 84 | 0.011915 | 0.869 | 0.08608 | 0 | 0 | 0.123 | 1 | 1 |  | TRUE | _773012973469698 | ACLineSegment | _893197382852832 | _893197382869216 |  |  |  | 0
37 | Route_NS Leitung (3797825) |  | 197 | 90 | 0.011204 | 0.869 | 0.08608 | 0 | 0 | 0.123 | 1 | 1 |  | TRUE | _773012974370818 | ACLineSegment | _893197383360736 | _893197383377120 |  |  |  | 0
38 | Route_NS Leitung (9998602) |  | 198 | 92 | 0.037285 | 0.641 | 0.084823 | 0 | 0 | 0.141 | 1 | 1 |  | TRUE | _773013184126978 | ACLineSegment | _893197384016096 | _893197384032480 |  |  |  | 0
39 | Route_NS Leitung (10444321) |  | 93 | 94 | 0.0087931 | 0.869 | 0.086 | 0 | 0 | 0.123 | 1 | 1 |  | TRUE | _773013190385666 | ACLineSegment | _893197384163552 | _893197384179936 |  |  |  | 0
40 | Route_NS Leitung (10444287) |  | 199 | 93 | 0.011549 | 0.641 | 0.084823 | 0 | 0 | 0.141 | 1 | 1 |  | TRUE | _773013190492162 | ACLineSegment | _893197384360160 | _893197384376544 |  |  |  | 0
41 | Route_NS Leitung (18117178) |  | 192 | 200 | 0.0088866 | 0.869 | 0.077912 | 0 | 0 | 0.123 | 1 | 1 |  | TRUE | _773013267685378 | ACLineSegment | _893197384917216 | _893197384933600 |  |  |  | 0
42 | Route_NS Leitung (18208010) |  | 196 | 201 | 0.00098273 | 0.869 | 0.08608 | 0 | 0 | 0.123 | 1 | 1 |  | TRUE | _773013269053442 | ACLineSegment | _893197385064672 | _893197385081056 |  |  |  | 0
43 | Route_NS Leitung (20217058) |  | 203 | 95 | 0.012177 | 0.641 | 0.084823 | 0 | 0 | 0.141 | 1 | 1 |  | TRUE | _773013286133762 | ACLineSegment | _893197385244896 | _893197385261280 |  |  |  | 0
44 | Route_NS Leitung (20636974) |  | 204 | 96 | 0.037903 | 0.641 | 0.084823 | 0 | 0 | 0.141 | 1 | 1 |  | TRUE | _773013286559746 | ACLineSegment | _893197385949408 | _893197385965792 |  |  |  | 0
45 | Route_NS Leitung (20637957) |  | 205 | 97 | 0.019254 | 0.641 | 0.084823 | 0 | 0 | 0.141 | 1 | 1 |  | TRUE | _773013286584322 | ACLineSegment | _893197386391776 | _893197386408160 |  |  |  | 0
46 | Route_NS Leitung (20640889) |  | 206 | 98 | 0.027878 | 0.641 | 0.084823 | 0 | 0 | 0.141 | 1 | 1 |  | TRUE | _773013286748162 | ACLineSegment | _893197386866912 | _893197386883296 |  |  |  | 0
47 | Route_NS Leitung (20930538) |  | 207 | 202 | 0.011445 | 0.641 | 0.084823 | 0 | 0 | 0.141 | 1 | 1 |  | TRUE | _773013289984002 | ACLineSegment | _893197387374816 | _893197387391200 |  |  |  | 0
48 | Route_NS Leitung (20930558) |  | 207 | 99 | 0.015755 | 0.641 | 0.084823 | 0 | 0 | 0.141 | 1 | 1 |  | TRUE | _773013289992194 | ACLineSegment | _893197387587808 | _893197387604192 |  |  |  | 0
49 | Route_NS Leitung (21209565) |  | 208 | 100 | 0.011276 | 0.641 | 0.084823 | 0 | 0 | 0.141 | 1 | 1 |  | TRUE | _773013290786818 | ACLineSegment | _893197387768032 | _893197387784416 |  |  |  | 0
50 | Route_NS Leitung (21487100) |  | 209 | 102 | 0.011751 | 0.641 | 0.084823 | 0 | 0 | 0.141 | 1 | 1 |  | TRUE | _773013291679746 | ACLineSegment | _893197388095712 | _893197388112096 |  |  |  | 0
51 | Route_NS Leitung (21503853) |  | 210 | 103 | 0.012825 | 0.641 | 0.084823 | 0 | 0 | 0.141 | 1 | 1 |  | TRUE | _773013291909122 | ACLineSegment | _893197388783840 | _893197388800224 |  |  |  | 0
52 | Route_NS Leitung (22447042) |  | 211 | 104 | 0.012596 | 0.641 | 0.084823 | 0 | 0 | 0.141 | 1 | 1 |  | TRUE | _773013294104578 | ACLineSegment | _893197389455584 | _893197389471968 |  |  |  | 0
53 | Route_NS Leitung (22463575) |  | 212 | 105 | 0.036567 | 0.641 | 0.084823 | 0 | 0 | 0.141 | 1 | 1 |  | TRUE | _773013294243842 | ACLineSegment | _893197390110944 | _893197390127328 |  |  |  | 0
54 | Route_NS Leitung (24374397) |  | 213 | 106 | 0.019851 | 0.641 | 0.084823 | 0 | 0 | 0.141 | 1 | 1 |  | TRUE | _773013295415298 | ACLineSegment | _893197390536928 | _893197390553312 |  |  |  | 0
55 | Route_NS Leitung (29525036) |  | 214 | 107 | 0.014117 | 0.641 | 0.084823 | 0 | 0 | 0.141 | 1 | 1 |  | TRUE | _773013297717250 | ACLineSegment | _893197390995680 | _893197391012064 |  |  |  | 0
56 | Route_NS Leitung (30503215) |  | 215 | 108 | 0.013942 | 0.641 | 0.084823 | 0 | 0 | 0.141 | 1 | 1 |  | TRUE | _773013298618370 | ACLineSegment | _893197391798496 | _893197391814880 |  |  |  | 0
57 | Route_NS Leitung (31312926) |  | 216 | 109 | 0.0118 | 0.641 | 0.084823 | 0 | 0 | 0.141 | 1 | 1 |  | TRUE | _773013299994626 | ACLineSegment | _893197392519392 | _893197392535776 |  |  |  | 0
58 | Route_NS Leitung (34771502) |  | 217 | 221 | 0.0041748 | 0.641 | 0.084823 | 0 | 0 | 0.141 | 1 | 1 |  | TRUE | _773013324390402 | ACLineSegment | _893197393207520 | _893197393223904 |  |  |  | 0
59 | Route_NS Leitung (36071864) |  | 218 | 110 | 0.0092998 | 0.641 | 0.084823 | 0 | 0 | 0.141 | 1 | 1 |  | TRUE | _773013341028354 | ACLineSegment | _893197393535200 | _893197393551584 |  |  |  | 0
60 | Route_NS Leitung (36104832) |  | 219 | 111 | 0.038986 | 0.641 | 0.084823 | 0 | 0 | 0.141 | 1 | 1 |  | TRUE | _773013341437954 | ACLineSegment | _893197394747616 | _893197394764000 |  |  |  | 0
61 | Route_NS Leitung (36206060) |  | 220 | 112 | 0.012381 | 0.641 | 0.084823 | 0 | 0 | 0.141 | 1 | 1 |  | TRUE | _773013341667330 | ACLineSegment | _893197395337440 | _893197395353824 |  |  |  | 0
62 | Route_NS Leitung (36219147) |  | 221 | 113 | 0.0075921 | 0.641 | 0.084823 | 0 | 0 | 0.141 | 1 | 1 |  | TRUE | _773013341798402 | ACLineSegment | _893197393354976 | _893197393371360 |  |  |  | 0
63 | Route_NS Leitung (36219267) |  | 222 | 114 | 0.01164 | 0.641 | 0.084823 | 0 | 0 | 0.141 | 1 | 1 |  | TRUE | _773013341806594 | ACLineSegment | _893197395681504 | _893197395697888 |  |  |  | 0
64 | Route_NS Leitung (37094452) |  | 224 | 115 | 0.015852 | 0.641 | 0.084823 | 0 | 0 | 0.141 | 1 | 1 |  | TRUE | _773013344321538 | ACLineSegment | _893197396254944 | _893197396271328 |  |  |  | 0
65 | Route_NS Leitung (38014825) |  | 225 | 116 | 0.011338 | 0.641 | 0.084823 | 0 | 0 | 0.141 | 1 | 1 |  | TRUE | _773013345517570 | ACLineSegment | _893197396615392 | _893197396631776 |  |  |  | 0
66 | Route_NS Leitung (38032655) |  | 237 | 129 | 0.021523 | 0.641 | 0.084823 | 0 | 0 | 0.141 | 1 | 1 |  | TRUE | _773013345607682 | ACLineSegment | _893197397123296 | _893197397139680 |  |  |  | 0
67 | Route_NS Leitung (38033105) |  | 117 | 227 | 0.014332 | 0.641 | 0.084823 | 0 | 0 | 0.141 | 1 | 1 |  | TRUE | _773013345624066 | ACLineSegment | _893197397287136 | _893197397303520 |  |  |  | 0
68 | Route_NS Leitung (39367988) |  | 194 | 228 | 0.025605 | 0.869 | 0.08608 | 0 | 0 | 0.123 | 1 | 1 |  | TRUE | _773013374861314 | ACLineSegment | _893197397663968 | _893197397680352 |  |  |  | 0
69 | Route_NS Leitung (39368013) |  | 228 | 118 | 0.014226 | 0.641 | 0.084823 | 0 | 0 | 0.141 | 1 | 1 |  | TRUE | _773013374869506 | ACLineSegment | _893197397844192 | _893197397860576 |  |  |  | 0
70 | Route_NS Leitung (39418936) |  | 229 | 119 | 0.019945 | 0.641 | 0.084823 | 0 | 0 | 0.141 | 1 | 1 |  | TRUE | _773013375901698 | ACLineSegment | _893197398057184 | _893197398073568 |  |  |  | 0
71 | Route_NS Leitung (39418968) |  | 230 | 120 | 0.018462 | 0.641 | 0.084823 | 0 | 0 | 0.141 | 1 | 1 |  | TRUE | _773013375909890 | ACLineSegment | _893197398548704 | _893197398565088 |  |  |  | 0
72 | Route_NS Leitung (40125052) |  | 111 | 121 | 0.0021677 | 0.869 | 0.086 | 0 | 0 | 0.123 | 1 | 1 |  | TRUE | _773013378064386 | ACLineSegment | _893197395124448 | _893197395140832 |  |  |  | 0
73 | Route_NS Leitung (40125063) |  | 121 | 122 | 0.0084735 | 0.869 | 0.086 | 0 | 0 | 0.123 | 1 | 1 |  | TRUE | _773013378072578 | ACLineSegment | _893197398712544 | _893197398728928 |  |  |  | 0
74 | Route_NS Leitung (41426107) |  | 231 | 123 | 0.021394 | 0.641 | 0.084823 | 0 | 0 | 0.141 | 1 | 1 |  | TRUE | _773013380718594 | ACLineSegment | _893197398876384 | _893197398892768 |  |  |  | 0
75 | Route_NS Leitung (41426252) |  | 232 | 124 | 0.023323 | 0.641 | 0.084823 | 0 | 0 | 0.141 | 1 | 1 |  | TRUE | _773013380726786 | ACLineSegment | _893197399269600 | _893197399285984 |  |  |  | 0
76 | Route_NS Leitung (41426405) |  | 233 | 125 | 0.021219 | 0.641 | 0.084823 | 0 | 0 | 0.141 | 1 | 1 |  | TRUE | _773013380734978 | ACLineSegment | _893197399613664 | _893197399630048 |  |  |  | 0
77 | Route_NS Leitung (41426443) |  | 234 | 126 | 0.021076 | 0.641 | 0.084823 | 0 | 0 | 0.141 | 1 | 1 |  | TRUE | _773013380743170 | ACLineSegment | _893197399957728 | _893197399974112 |  |  |  | 0
78 | Route_NS Leitung (41745412) |  | 223 | 235 | 0.0015394 | 0.641 | 0.084823 | 0 | 0 | 0.141 | 1 | 1 |  | TRUE | _773013381963778 | ACLineSegment | _893197400285408 | _893197400301792 |  |  |  | 0
79 | Route_NS Leitung (41745419) |  | 235 | 127 | 0.00975 | 0.641 | 0.084823 | 0 | 0 | 0.141 | 1 | 1 |  | TRUE | _773013381971970 | ACLineSegment | _893197400432864 | _893197400449248 |  |  |  | 0
80 | Route_NS Leitung (41745459) |  | 236 | 128 | 0.011652 | 0.641 | 0.084823 | 0 | 0 | 0.141 | 1 | 1 |  | TRUE | _773013381980162 | ACLineSegment | _893197400727776 | _893197400744160 |  |  |  | 0
81 | Route_NS Leitung (45188603) |  | 110 | 140 | 0.00099959 | 0.869 | 0.086 | 0 | 0 | 0.123 | 1 | 1 |  | TRUE | _773013394644994 | ACLineSegment | _893197394157792 | _893197394174176 |  |  |  | 0
82 | Route_NS Leitung (43300720) |  | 226 | 237 | 0.0066463 | 0.641 | 0.084823 | 0 | 0 | 0.141 | 1 | 1 |  | TRUE | _773013396529154 | ACLineSegment | _893197396926688 | _893197396943072 |  |  |  | 0
83 | Route_NS Leitung (43338174) |  | 238 | 130 | 0.010085 | 0.641 | 0.084823 | 0 | 0 | 0.141 | 1 | 1 |  | TRUE | _773013398020098 | ACLineSegment | _893197401252064 | _893197401268448 |  |  |  | 0
84 | Route_NS Leitung (43486023) |  | 256 | 133 | 0.0088255 | 0.641 | 0.084823 | 0 | 0 | 0.141 | 1 | 1 |  | TRUE | _773013398306818 | ACLineSegment | _893197401858272 | _893197401874656 |  |  |  | 0
85 | Route_NS Leitung (43983550) |  | 241 | 131 | 0.0092126 | 0.641 | 0.084823 | 0 | 0 | 0.141 | 1 | 1 |  | TRUE | _773013399658498 | ACLineSegment | _893197402415328 | _893197402431712 |  |  |  | 0
86 | Route_NS Leitung (43983680) |  | 242 | 132 | 0.0093249 | 0.641 | 0.084823 | 0 | 0 | 0.141 | 1 | 1 |  | TRUE | _773013399666690 | ACLineSegment | _893197402759392 | _893197402775776 |  |  |  | 0
87 | Route_NS Leitung (44504592) |  | 243 | 134 | 0.011687 | 0.387 | 0.069115 | 0 | 0 | 0.19 | 1 | 1 |  | TRUE | _773013400707074 | ACLineSegment | _893197402923232 | _893197402939616 |  |  |  | 0
88 | Route_NS Leitung (44504616) |  | 244 | 135 | 0.011278 | 0.869 | 0.08608 | 0 | 0 | 0.123 | 1 | 1 |  | TRUE | _773013400715266 | ACLineSegment | _893197403234528 | _893197403250912 |  |  |  | 0
89 | Route_NS Leitung (44981230) |  | 245 | 136 | 0.03114 | 0.641 | 0.084823 | 0 | 0 | 0.141 | 1 | 1 |  | TRUE | _773013401640962 | ACLineSegment | _893197403463904 | _893197403480288 |  |  |  | 0
90 | Route_NS Leitung (45188567) |  | 136 | 137 | 0.0080809 | 0.869 | 0.086 | 0 | 0 | 0.123 | 1 | 1 |  | TRUE | _773013402976258 | ACLineSegment | _893197403775200 | _893197403791584 |  |  |  | 0
91 | Route_NS Leitung (45188579) |  | 136 | 138 | 0.0074413 | 0.869 | 0.086 | 0 | 0 | 0.123 | 1 | 1 |  | TRUE | _773013402984450 | ACLineSegment | _893197403939040 | _893197403955424 |  |  |  | 0
92 | Route_NS Leitung (45188591) |  | 138 | 139 | 0.0055294 | 0.869 | 0.086 | 0 | 0 | 0.123 | 1 | 1 |  | TRUE | _773013402992642 | ACLineSegment | _893197404102880 | _893197404119264 |  |  |  | 0
93 | Route_NS Leitung (45188614) |  | 110 | 141 | 0.0069109 | 0.869 | 0.086 | 0 | 0 | 0.123 | 1 | 1 |  | TRUE | _773013403000834 | ACLineSegment | _893197394321632 | _893197394338016 |  |  |  | 0
94 | Route_NS Leitung (45188626) |  | 110 | 142 | 0.0082867 | 0.869 | 0.086 | 0 | 0 | 0.123 | 1 | 1 |  | TRUE | _773013403009026 | ACLineSegment | _893197394485472 | _893197394501856 |  |  |  | 0
95 | Route_NS Leitung (45188638) |  | 142 | 143 | 0.0050582 | 0.869 | 0.086 | 0 | 0 | 0.123 | 1 | 1 |  | TRUE | _773013403017218 | ACLineSegment | _893197404266720 | _893197404283104 |  |  |  | 0
96 | Route_NS Leitung (45421994) |  | 246 | 144 | 0.022163 | 0.641 | 0.084823 | 0 | 0 | 0.141 | 1 | 1 |  | TRUE | _773013403705346 | ACLineSegment | _893197404872928 | _893197404889312 |  |  |  | 0
97 | Route_NS Leitung (46383914) |  | 247 | 145 | 0.0097362 | 0.641 | 0.084823 | 0 | 0 | 0.141 | 1 | 1 |  | TRUE | _773013406236674 | ACLineSegment | _893197405053152 | _893197405069536 |  |  |  | 0
98 | Route_NS Leitung (46383936) |  | 248 | 146 | 0.0098594 | 0.641 | 0.084823 | 0 | 0 | 0.141 | 1 | 1 |  | TRUE | _773013406244866 | ACLineSegment | _893197405380832 | _893197405397216 |  |  |  | 0
99 | Route_NS Leitung (46383958) |  | 249 | 147 | 0.0098032 | 0.641 | 0.084823 | 0 | 0 | 0.141 | 1 | 1 |  | TRUE | _773013406253058 | ACLineSegment | _893197405708512 | _893197405724896 |  |  |  | 0
100 | Route_NS Leitung (46383999) |  | 250 | 148 | 0.0093484 | 0.641 | 0.084823 | 0 | 0 | 0.141 | 1 | 1 |  | TRUE | _773013406261250 | ACLineSegment | _893197406052576 | _893197406068960 |  |  |  | 0
101 | Route_NS Leitung (46384021) |  | 251 | 149 | 0.0093434 | 0.641 | 0.084823 | 0 | 0 | 0.141 | 1 | 1 |  | TRUE | _773013406269442 | ACLineSegment | _893197406675168 | _893197406691552 |  |  |  | 0
102 | Route_NS Leitung (49553431) |  | 252 | 150 | 0.0196 | 0.641 | 0.077597 | 0 | 0 | 0.145 | 1 | 1 |  | TRUE | _773013425463298 | ACLineSegment | _893197406871776 | _893197406888160 |  |  |  | 0
103 | Route_NS Leitung (49553467) |  | 24 | 151 | 0.0080686 | 0.641 | 0.077597 | 0 | 0 | 0.145 | 1 | 1 |  | TRUE | _773013425471490 | ACLineSegment | _893197407363296 | _893197407379680 |  |  |  | 0
104 | Route_NS Leitung (49553485) |  | 24 | 152 | 0.020257 | 0.641 | 0.084823 | 0 | 0 | 0.141 | 1 | 1 |  | TRUE | _773013425479682 | ACLineSegment | _893197407789280 | _893197407805664 |  |  |  | 0
105 | Route_NS Leitung (51569921) |  | 254 | 253 | 0.0025779 | 0.641 | 0.084823 | 0 | 0 | 0.141 | 1 | 1 |  | TRUE | _773013437923330 | ACLineSegment | _893197381460192 | _893197381476576 |  |  |  | 0
106 | Route_NS Leitung (57200696) |  | 255 | 153 | 0.01222 | 0.387 | 0.085 | 0 | 0 | 0.185 | 1 | 1 |  | TRUE | _773013490720770 | ACLineSegment | _893197407953120 | _893197407969504 |  |  |  | 0
107 | Route_NS Leitung (57806042) |  | 101 | 26 | 0.0074271 | 0.641 | 0.084823 | 0 | 0 | 0.141 | 1 | 1 |  | TRUE | _773013495382018 | ACLineSegment | _893197408133344 | _893197408149728 |  |  |  | 0
108 | Route_NS Leitung (57806062) |  | 26 | 257 | 0.0093261 | 0.641 | 0.084823 | 0 | 0 | 0.141 | 1 | 1 |  | TRUE | _773013495390210 | ACLineSegment | _893197408297184 | _893197408313568 |  |  |  | 0
109 | Route_NS Leitung (64147401) |  | 258 | 259 | 0.018631 | 0.641 | 0.084823 | 0 | 0 | 0.141 | 1 | 1 |  | TRUE | _773013563564034 | ACLineSegment | _893197378707680 | _893197378724064 |  |  |  | 0
110 | Route_NS Leitung (64309043) |  | 260 | 154 | 0.016023 | 0.641 | 0.084823 | 0 | 0 | 0.141 | 1 | 1 |  | TRUE | _773013564506114 | ACLineSegment | _893197408755936 | _893197408772320 |  |  |  | 0
111 | Route_NS Leitung (67218547) |  | 261 | 267 | 0.0080575 | 0.641 | 0.084823 | 0 | 0 | 0.141 | 1 | 1 |  | TRUE | _773013570478082 | ACLineSegment | _893197409394912 | _893197409411296 |  |  |  | 0
112 | Route_NS Leitung (68905240) |  | 265 | 158 | 0.016374 | 0.641 | 0.084823 | 0 | 0 | 0.141 | 1 | 1 |  | TRUE | _773013581668354 | ACLineSegment | _893197409853664 | _893197409870048 |  |  |  | 0
113 | Route_NS Leitung (68905133) |  | 262 | 155 | 0.01879 | 0.641 | 0.084823 | 0 | 0 | 0.141 | 1 | 1 |  | TRUE | _773013581881346 | ACLineSegment | _893197410476256 | _893197410492640 |  |  |  | 0
114 | Route_NS Leitung (68905163) |  | 263 | 156 | 0.019935 | 0.641 | 0.084823 | 0 | 0 | 0.141 | 1 | 1 |  | TRUE | _773013581889538 | ACLineSegment | _893197410967776 | _893197410984160 |  |  |  | 0
115 | Route_NS Leitung (68905197) |  | 264 | 157 | 0.0245 | 0.641 | 0.084823 | 0 | 0 | 0.141 | 1 | 1 |  | TRUE | _773013581897730 | ACLineSegment | _893197411492064 | _893197411508448 |  |  |  | 0
116 | Route_NS Leitung (68905266) |  | 266 | 159 | 0.016548 | 0.641 | 0.084823 | 0 | 0 | 0.141 | 1 | 1 |  | TRUE | _773013581914114 | ACLineSegment | _893197411885280 | _893197411901664 |  |  |  | 0
117 | Route_NS Leitung (68905311) |  | 267 | 160 | 0.0082263 | 0.641 | 0.084823 | 0 | 0 | 0.141 | 1 | 1 |  | TRUE | _773013581922306 | ACLineSegment | _893197409558752 | _893197409575136 |  |  |  | 0
118 | Route_NS Leitung (72252042) |  | 268 | 161 | 0.0079335 | 0.641 | 0.084823 | 0 | 0 | 0.141 | 1 | 1 |  | TRUE | _773013589434370 | ACLineSegment | _893197412114656 | _893197412131040 |  |  |  | 0
119 | Route_NS Leitung (72252064) |  | 269 | 162 | 0.011744 | 0.641 | 0.084823 | 0 | 0 | 0.141 | 1 | 1 |  | TRUE | _773013589442562 | ACLineSegment | _893197412655328 | _893197412671712 |  |  |  | 0
120 | Route_NS Leitung (76372285) |  | 76 | 163 | 0.015211 | 0.641 | 0.084823 | 0 | 0 | 0.141 | 1 | 1 |  | TRUE | _773013598756866 | ACLineSegment | _893197376102624 | _893197376119008 |  |  |  | 0
121 | Route_NS Leitung (77416413) |  | 76 | 164 | 0.022776 | 0.641 | 0.084823 | 0 | 0 | 0.141 | 1 | 1 |  | TRUE | _773013604999170 | ACLineSegment | _893197376315616 | _893197376332000 |  |  |  | 0
122 | Route_NS Leitung (77537660) |  | 65 | 165 | 0.0013099 | 0.869 | 0.086 | 0 | 0 | 0.123 | 1 | 1 |  | TRUE | _773013606301698 | ACLineSegment | _893197373907168 | _893197373923552 |  |  |  | 0
123 | Route_NS Leitung (19701985) |  | 16 | 19 | 0.012903 | 0.206 | 0.080425 | 0 | 0 | 0.27 | 1 | 1 |  | TRUE | _773017379618818 | ACLineSegment | _893197370269920 | _893197370286304 |  |  |  | 0
124 | Route_NS Leitung (19702170) |  | 274 | 174 | 0.00011717 | 0.206 | 0.080425 | 0 | 0 | 0.27 | 1 | 1 |  | TRUE | _773017379676162 | ACLineSegment | _893197362471136 | _893197362487520 |  |  |  | 0
125 | Route_NS Leitung (43485952) |  | 273 | 177 | 0.0001177 | 0.206 | 0.080425 | 0 | 0 | 0.27 | 1 | 1 |  | TRUE | _773017523568642 | ACLineSegment | _893197363142880 | _893197363159264 |  |  |  | 0
126 | Route_NS Leitung (3775225) |  | 55 | 62 | 0.033836 | 0.503 | 0.069115 | 0 | 0 | 0.255 | 1 | 1 |  | TRUE | _773017733660674 | ACLineSegment | _893197413212384 | _893197413228768 |  |  |  | 0
127 | Route_NS Leitung (3775225) |  | 63 | 55 | 0.00024789 | 0.503 | 0.069115 | 0 | 0 | 0.255 | 1 | 1 |  | TRUE | _773017733668866 | ACLineSegment | _893197413343456 | _893197413359840 |  |  |  | 0
128 | Route_NS Leitung (3775722) |  | 45 | 66 | 0.017104 | 0.503 | 0.069115 | 0 | 0 | 0.255 | 1 | 1 |  | TRUE | _773017733677058 | ACLineSegment | _893197414228192 | _893197414244576 |  |  |  | 0
129 | Route_NS Leitung (3775722) |  | 56 | 45 | 0.016675 | 0.503 | 0.069115 | 0 | 0 | 0.255 | 1 | 1 |  | TRUE | _773017733685250 | ACLineSegment | _893197414375648 | _893197414392032 |  |  |  | 0
130 | Route_NS Leitung (3775722) |  | 64 | 56 | 0.0002501 | 0.503 | 0.069115 | 0 | 0 | 0.255 | 1 | 1 |  | TRUE | _773017733693442 | ACLineSegment | _893197414506720 | _893197414523104 |  |  |  | 0
131 | Route_NS Leitung (3775740) |  | 179 | 64 | 0.0039834 | 0.503 | 0.069115 | 0 | 0 | 0.255 | 1 | 1 |  | TRUE | _773017733701634 | ACLineSegment | _893197366337760 | _893197366354144 |  |  |  | 0
132 | Route_NS Leitung (3775740) |  | 59 | 180 | 0.03727 | 0.503 | 0.069115 | 0 | 0 | 0.255 | 1 | 1 |  | TRUE | _773017733709826 | ACLineSegment | _893197366517984 | _893197366534368 |  |  |  | 0
133 | Route_NS Leitung (9073849) |  | 47 | 70 | 0.012638 | 0.503 | 0.069115 | 0 | 0 | 0.255 | 1 | 1 |  | TRUE | _773017744121858 | ACLineSegment | _893197415211232 | _893197415227616 |  |  |  | 0
134 | Route_NS Leitung (9073849) |  | 58 | 57 | 0.032478 | 0.503 | 0.069115 | 0 | 0 | 0.255 | 1 | 1 |  | TRUE | _773017744130050 | ACLineSegment | _893197415637216 | _893197415653600 |  |  |  | 0
135 | Route_NS Leitung (9073849) |  | 46 | 47 | 0.014006 | 0.503 | 0.069115 | 0 | 0 | 0.255 | 1 | 1 |  | TRUE | _773017744138242 | ACLineSegment | _893197415342304 | _893197415358688 |  |  |  | 0
136 | Route_NS Leitung (9073849) |  | 57 | 46 | 0.012496 | 0.503 | 0.069115 | 0 | 0 | 0.255 | 1 | 1 |  | TRUE | _773017744146434 | ACLineSegment | _893197415473376 | _893197415489760 |  |  |  | 0
137 | Route_NS Leitung (9112640) |  | 49 | 63 | 0.023306 | 0.503 | 0.069115 | 0 | 0 | 0.255 | 1 | 1 |  | TRUE | _773017746972674 | ACLineSegment | _893197413671136 | _893197413687520 |  |  |  | 0
138 | Route_NS Leitung (9112640) |  | 48 | 49 | 0.026392 | 0.503 | 0.069115 | 0 | 0 | 0.255 | 1 | 1 |  | TRUE | _773017746980866 | ACLineSegment | _893197413802208 | _893197413818592 |  |  |  | 0
139 | Route_NS Leitung (9112640) |  | 54 | 48 | 0.028307 | 0.503 | 0.069115 | 0 | 0 | 0.255 | 1 | 1 |  | TRUE | _773017746989058 | ACLineSegment | _893197413949664 | _893197413966048 |  |  |  | 0
140 | Route_NS Leitung (9112640) |  | 61 | 54 | 0.02869 | 0.503 | 0.069115 | 0 | 0 | 0.255 | 1 | 1 |  | TRUE | _773017746997250 | ACLineSegment | _893197414080736 | _893197414097120 |  |  |  | 0
141 | Route_NS Leitung (49127943) |  | 43 | 67 | 0.030235 | 0.443 | 0.069115 | 0 | 0 | 0.205 | 1 | 1 |  | TRUE | _773017772875778 | ACLineSegment | _893197374202080 | _893197374218464 |  |  |  | 0
142 | Route_NS Leitung (49127943) |  | 50 | 44 | 0.021881 | 0.443 | 0.069115 | 0 | 0 | 0.205 | 1 | 1 |  | TRUE | _773017772883970 | ACLineSegment | _893197374480608 | _893197374496992 |  |  |  | 0
143 | Route_NS Leitung (49127943) |  | 44 | 43 | 0.025467 | 0.443 | 0.069115 | 0 | 0 | 0.205 | 1 | 1 |  | TRUE | _773017772892162 | ACLineSegment | _893197374333152 | _893197374349536 |  |  |  | 0
144 | Route_NS Leitung (49127943) |  | 51 | 50 | 0.021311 | 0.443 | 0.069115 | 0 | 0 | 0.205 | 1 | 1 |  | TRUE | _773017772900354 | ACLineSegment | _893197374611680 | _893197374628064 |  |  |  | 0
145 | Route_NS Leitung (49127943) |  | 52 | 51 | 0.020742 | 0.443 | 0.069115 | 0 | 0 | 0.205 | 1 | 1 |  | TRUE | _773017772908546 | ACLineSegment | _893197374742752 | _893197374759136 |  |  |  | 0
146 | Route_NS Leitung (49127943) |  | 61 | 53 | 0.0068109 | 0.443 | 0.069115 | 0 | 0 | 0.205 | 1 | 1 |  | TRUE | _773017772916738 | ACLineSegment | _893197375004896 | _893197375021280 |  |  |  | 0
147 | Route_NS Leitung (49127943) |  | 53 | 52 | 0.015328 | 0.443 | 0.069115 | 0 | 0 | 0.205 | 1 | 1 |  | TRUE | _773017772924930 | ACLineSegment | _893197374873824 | _893197374890208 |  |  |  | 0
148 | Route_NS Leitung (68670722) |  | 42 | 66 | 0.021401 | 0.503 | 0.069115 | 0 | 0 | 0.255 | 1 | 1 |  | TRUE | _773017790480386 | ACLineSegment | _893197414654176 | _893197414670560 |  |  |  | 0
149 | Route_NS Leitung (68670722) |  | 74 | 42 | 0.022841 | 0.503 | 0.069115 | 0 | 0 | 0.255 | 1 | 1 |  | TRUE | _773017790488578 | ACLineSegment | _893197414785248 | _893197414801632 |  |  |  | 0
150 | Route_NS Leitung (68670728) |  | 40 | 60 | 0.028541 | 0.443 | 0.069115 | 0 | 0 | 0.205 | 1 | 1 |  | TRUE | _773017790496770 | ACLineSegment | _893197375906016 | _893197375922400 |  |  |  | 0
151 | Route_NS Leitung (68670728) |  | 75 | 40 | 0.030433 | 0.443 | 0.069115 | 0 | 0 | 0.205 | 1 | 1 |  | TRUE | _773017790504962 | ACLineSegment | _893197375774944 | _893197375791328 |  |  |  | 0
152 | Route_NS Leitung (68670742) |  | 181 | 63 | 0.0037982 | 0.443 | 0.069115 | 0 | 0 | 0.205 | 1 | 1 |  | TRUE | _773017790513154 | ACLineSegment | _893197413490912 | _893197413507296 |  |  |  | 0
153 | Route_NS Leitung (68670742) |  | 39 | 182 | 0.032782 | 0.443 | 0.069115 | 0 | 0 | 0.205 | 1 | 1 |  | TRUE | _773017790521346 | ACLineSegment | _893197375627488 | _893197375643872 |  |  |  | 0
154 | Route_NS Leitung (68670742) |  | 75 | 39 | 0.027477 | 0.443 | 0.069115 | 0 | 0 | 0.205 | 1 | 1 |  | TRUE | _773017790529538 | ACLineSegment | _893197375480032 | _893197375496416 |  |  |  | 0
155 | Route_NS Leitung (107430418) |  | 65 | 272 | 0.03128 | 0.443 | 0.069115 | 0 | 0 | 0.205 | 1 | 1 |  | TRUE | _852870407741483 | ACLineSegment | _893197374054624 | _893197374071008 |  |  |  | 0
156 | Route_NS Leitung (107430422) |  | 272 | 271 | 0.0316 | 1.2 | 0.075398 | 0 | 0 | 0.107 | 1 | 1 |  | TRUE | _852870407757867 | ACLineSegment | _893197415948512 | _893197415964896 |  |  |  | 0
157 | Route_NS Leitung (3776566) |  | 186 | 13 | 0.0031699 | 0.206 | 0.073199 | 0 | 0 | 0.276 | 1 | 1 |  | TRUE | _852871889969195 | ACLineSegment | _893197380378848 | _893197380395232 |  |  |  | 0
158 | Route_NS Leitung (3776566) |  | 12 | 184 | 0.014495 | 0.206 | 0.073199 | 0 | 0 | 0.276 | 1 | 1 |  | TRUE | _852871889977387 | ACLineSegment | _893197369336032 | _893197369352416 |  |  |  | 0
159 | Route_NS Leitung (3776566) |  | 184 | 185 | 0.0052414 | 0.206 | 0.073199 | 0 | 0 | 0.276 | 1 | 1 |  | TRUE | _852871889985579 | ACLineSegment | _893197379723488 | _893197379739872 |  |  |  | 0
160 | Route_NS Leitung (3776566) |  | 185 | 186 | 0.0053769 | 0.206 | 0.073199 | 0 | 0 | 0.276 | 1 | 1 |  | TRUE | _852871889993771 | ACLineSegment | _893197380051168 | _893197380067552 |  |  |  | 0
161 | Route_NS Leitung (19106968) |  | 219 | 1 | 0.019015 | 0.206 | 0.080425 | 0 | 0 | 0.27 | 1 | 1 |  | TRUE | _852872104255531 | ACLineSegment | _893197394976992 | _893197394993376 |  |  |  | 0
162 | Line_Trafo1_Abgang8 |  | 2 | 209 | 0.022991 | 0.206 | 0.080425 | 0 | 0 | 0.27 | 1 | 1 |  | TRUE | _852872104263723 | ACLineSegment | _893197388341472 | _893197388357856 |  |  |  | 0
163 | Route_NS Leitung (19106968) |  | 211 | 255 | 0.033961 | 0.206 | 0.080425 | 0 | 0 | 0.27 | 1 | 1 |  | TRUE | _852872104271915 | ACLineSegment | _893197389668576 | _893197389684960 |  |  |  | 0
164 | Route_NS Leitung (19106968) |  | 210 | 211 | 0.019041 | 0.206 | 0.080425 | 0 | 0 | 0.27 | 1 | 1 |  | TRUE | _852872104280107 | ACLineSegment | _893197388996832 | _893197389013216 |  |  |  | 0
165 | Route_NS Leitung (19106968) |  | 215 | 216 | 0.035582 | 0.206 | 0.080425 | 0 | 0 | 0.27 | 1 | 1 |  | TRUE | _852872104288299 | ACLineSegment | _893197392044256 | _893197392060640 |  |  |  | 0
166 | Route_NS Leitung (19106968) |  | 216 | 219 | 0.030408 | 0.206 | 0.080425 | 0 | 0 | 0.27 | 1 | 1 |  | TRUE | _852872104296491 | ACLineSegment | _893197392732384 | _893197392748768 |  |  |  | 0
167 | Route_NS Leitung (19106968) |  | 209 | 210 | 0.048119 | 0.206 | 0.080425 | 0 | 0 | 0.27 | 1 | 1 |  | TRUE | _852872104304683 | ACLineSegment | _893197388587232 | _893197388603616 |  |  |  | 0
168 | Route_NS Leitung (19106968) |  | 255 | 215 | 0.035614 | 0.206 | 0.080425 | 0 | 0 | 0.27 | 1 | 1 |  | TRUE | _852872104312875 | ACLineSegment | _893197392257248 | _893197392273632 |  |  |  | 0
169 | Line_Trafo1_Abgang3 |  | 238 | 9 | 0.028834 | 0.206 | 0.080425 | 0 | 0 | 0.27 | 1 | 1 |  | TRUE | _852872104321067 | ACLineSegment | _893197401530592 | _893197401546976 |  |  |  | 0
170 | Route_NS Leitung (19107214) |  | 242 | 238 | 0.00069896 | 0.206 | 0.080425 | 0 | 0 | 0.27 | 1 | 1 |  | TRUE | _852872104329259 | ACLineSegment | _893197401678048 | _893197401694432 |  |  |  | 0
171 | Route_NS Leitung (19107214) |  | 241 | 242 | 0.011599 | 0.206 | 0.080425 | 0 | 0 | 0.27 | 1 | 1 |  | TRUE | _852872104337451 | ACLineSegment | _893197402579168 | _893197402595552 |  |  |  | 0
172 | Route_NS Leitung (19107214) |  | 214 | 241 | 0.028119 | 0.206 | 0.080425 | 0 | 0 | 0.27 | 1 | 1 |  | TRUE | _852872104345643 | ACLineSegment | _893197391159520 | _893197391175904 |  |  |  | 0
173 | Route_NS Leitung (19107214) |  | 17 | 214 | 0.014303 | 0.206 | 0.080425 | 0 | 0 | 0.27 | 1 | 1 |  | TRUE | _852872104353835 | ACLineSegment | _893197391388896 | _893197391405280 |  |  |  | 0
174 | Line_Trafo1_Abgang4 |  | 222 | 7 | 0.088374 | 0.206 | 0.080425 | 0 | 0 | 0.27 | 1 | 1 |  | TRUE | _852872104362027 | ACLineSegment | _893197396058336 | _893197396074720 |  |  |  | 0
175 | Route_NS Leitung (19107230) |  | 220 | 217 | 0.01514 | 0.206 | 0.080425 | 0 | 0 | 0.27 | 1 | 1 |  | TRUE | _852872104370219 | ACLineSegment | _893197392879840 | _893197392896224 |  |  |  | 0
176 | Route_NS Leitung (19107230) |  | 217 | 222 | 0.010335 | 0.206 | 0.080425 | 0 | 0 | 0.27 | 1 | 1 |  | TRUE | _852872104378411 | ACLineSegment | _893197393027296 | _893197393043680 |  |  |  | 0
177 | Route_NS Leitung (19107230) |  | 18 | 225 | 0.0035766 | 0.206 | 0.080425 | 0 | 0 | 0.27 | 1 | 1 |  | TRUE | _852872104386603 | ACLineSegment | _893197396762848 | _893197396779232 |  |  |  | 0
178 | Route_NS Leitung (19107230) |  | 225 | 220 | 0.0044977 | 0.206 | 0.080425 | 0 | 0 | 0.27 | 1 | 1 |  | TRUE | _852872104394795 | ACLineSegment | _893197395484896 | _893197395501280 |  |  |  | 0
179 | Route_NS Leitung (19701763) |  | 202 | 22 | 0.001129 | 0.206 | 0.080425 | 0 | 0 | 0.27 | 1 | 1 |  | TRUE | _852872107868203 | ACLineSegment | _893197387014368 | _893197387030752 |  |  |  | 0
180 | Route_NS Leitung (19701763) |  | 239 | 202 | 0.003317 | 0.206 | 0.080425 | 0 | 0 | 0.27 | 1 | 1 |  | TRUE | _852872107876395 | ACLineSegment | _893197387161824 | _893197387178208 |  |  |  | 0
181 | Route_NS Leitung (19701763) |  | 226 | 229 | 0.011996 | 0.206 | 0.080425 | 0 | 0 | 0.27 | 1 | 1 |  | TRUE | _852872107884587 | ACLineSegment | _893197398204640 | _893197398221024 |  |  |  | 0
182 | Route_NS Leitung (19701763) |  | 20 | 226 | 0.021557 | 0.206 | 0.080425 | 0 | 0 | 0.27 | 1 | 1 |  | TRUE | _852872107892779 | ACLineSegment | _893197401039072 | _893197401055456 |  |  |  | 0
183 | Route_NS Leitung (19701763) |  | 213 | 239 | 0.00025777 | 0.206 | 0.080425 | 0 | 0 | 0.27 | 1 | 1 |  | TRUE | _852872107900971 | ACLineSegment | _893197390684384 | _893197390700768 |  |  |  | 0
184 | Route_NS Leitung (19701763) |  | 230 | 205 | 0.0026521 | 0.206 | 0.080425 | 0 | 0 | 0.27 | 1 | 1 |  | TRUE | _852872107909163 | ACLineSegment | _893197386539232 | _893197386555616 |  |  |  | 0
185 | Route_NS Leitung (19701763) |  | 229 | 230 | 0.00099419 | 0.206 | 0.080425 | 0 | 0 | 0.27 | 1 | 1 |  | TRUE | _852872107917355 | ACLineSegment | _893197398352096 | _893197398368480 |  |  |  | 0
186 | Route_NS Leitung (19701763) |  | 205 | 213 | 0.0046325 | 0.206 | 0.080425 | 0 | 0 | 0.27 | 1 | 1 |  | TRUE | _852872107925547 | ACLineSegment | _893197386686688 | _893197386703072 |  |  |  | 0
187 | Route_NS Leitung (19701985) |  | 224 | 20 | 0.024156 | 0.206 | 0.080425 | 0 | 0 | 0.27 | 1 | 1 |  | TRUE | _852872107933739 | ACLineSegment | _893197396435168 | _893197396451552 |  |  |  | 0
188 | Route_NS Leitung (19701985) |  | 19 | 224 | 0.018409 | 0.206 | 0.080425 | 0 | 0 | 0.27 | 1 | 1 |  | TRUE | _852872107950123 | ACLineSegment | _893197370106080 | _893197370122464 |  |  |  | 0
189 | Route_NS Leitung (19702170) |  | 231 | 232 | 0.0066777 | 0.206 | 0.080425 | 0 | 0 | 0.27 | 1 | 1 |  | TRUE | _852872108015659 | ACLineSegment | _893197399056608 | _893197399072992 |  |  |  | 0
190 | Route_NS Leitung (19702170) |  | 233 | 234 | 0.0049992 | 0.206 | 0.080425 | 0 | 0 | 0.27 | 1 | 1 |  | TRUE | _852872108023851 | ACLineSegment | _893197399761120 | _893197399777504 |  |  |  | 0
191 | Route_NS Leitung (19702170) |  | 232 | 233 | 0.0063328 | 0.206 | 0.080425 | 0 | 0 | 0.27 | 1 | 1 |  | TRUE | _852872108032043 | ACLineSegment | _893197399417056 | _893197399433440 |  |  |  | 0
192 | Route_NS Leitung (19702170) |  | 234 | 274 | 0.023958 | 0.206 | 0.080425 | 0 | 0 | 0.27 | 1 | 1 |  | TRUE | _852872108040235 | ACLineSegment | _893197362733280 | _893197362749664 |  |  |  | 0
193 | Route_NS Leitung (19702170) |  | 20 | 218 | 0.023606 | 0.206 | 0.080425 | 0 | 0 | 0.27 | 1 | 1 |  | TRUE | _852872108048427 | ACLineSegment | _893197393780960 | _893197393797344 |  |  |  | 0
194 | Route_NS Leitung (19702170) |  | 218 | 231 | 0.031026 | 0.206 | 0.080425 | 0 | 0 | 0.27 | 1 | 1 |  | TRUE | _852872108056619 | ACLineSegment | _893197394010336 | _893197394026720 |  |  |  | 0
195 | Route_NS Leitung (19702214) |  | 223 | 172 | 0.012804 | 0.206 | 0.080425 | 0 | 0 | 0.27 | 1 | 1 |  | TRUE | _852872108064811 | ACLineSegment | _893197362323680 | _893197362340064 |  |  |  | 0
196 | Route_NS Leitung (19702214) |  | 243 | 236 | 0.017918 | 0.206 | 0.080425 | 0 | 0 | 0.27 | 1 | 1 |  | TRUE | _852872108073003 | ACLineSegment | _893197400875232 | _893197400891616 |  |  |  | 0
197 | Route_NS Leitung (19702214) |  | 227 | 204 | 0.0010383 | 0.206 | 0.080425 | 0 | 0 | 0.27 | 1 | 1 |  | TRUE | _852872108081195 | ACLineSegment | _893197386096864 | _893197386113248 |  |  |  | 0
198 | Route_NS Leitung (19702214) |  | 21 | 227 | 0.00045947 | 0.206 | 0.080425 | 0 | 0 | 0.27 | 1 | 1 |  | TRUE | _852872108089387 | ACLineSegment | _893197397434592 | _893197397450976 |  |  |  | 0
199 | Route_NS Leitung (19702214) |  | 204 | 206 | 0.0045049 | 0.206 | 0.080425 | 0 | 0 | 0.27 | 1 | 1 |  | TRUE | _852872108097579 | ACLineSegment | _893197386244320 | _893197386260704 |  |  |  | 0
200 | Route_NS Leitung (19702214) |  | 206 | 203 | 0.00099834 | 0.206 | 0.080425 | 0 | 0 | 0.27 | 1 | 1 |  | TRUE | _852872108105771 | ACLineSegment | _893197385392352 | _893197385408736 |  |  |  | 0
201 | Route_NS Leitung (19702214) |  | 203 | 208 | 0.0046971 | 0.206 | 0.080425 | 0 | 0 | 0.27 | 1 | 1 |  | TRUE | _852872108113963 | ACLineSegment | _893197385539808 | _893197385556192 |  |  |  | 0
202 | Route_NS Leitung (19702214) |  | 208 | 212 | 0.0043386 | 0.206 | 0.080425 | 0 | 0 | 0.27 | 1 | 1 |  | TRUE | _852872108122155 | ACLineSegment | _893197387915488 | _893197387931872 |  |  |  | 0
203 | Route_NS Leitung (19702214) |  | 212 | 244 | 0.009344 | 0.206 | 0.080425 | 0 | 0 | 0.27 | 1 | 1 |  | TRUE | _852872108130347 | ACLineSegment | _893197390258400 | _893197390274784 |  |  |  | 0
204 | Route_NS Leitung (19702214) |  | 244 | 243 | 0.0065976 | 0.206 | 0.080425 | 0 | 0 | 0.27 | 1 | 1 |  | TRUE | _852872108138539 | ACLineSegment | _893197403070688 | _893197403087072 |  |  |  | 0
205 | Route_NS Leitung (19702214) |  | 236 | 223 | 0.0012043 | 0.206 | 0.080425 | 0 | 0 | 0.27 | 1 | 1 |  | TRUE | _852872108146731 | ACLineSegment | _893197400105184 | _893197400121568 |  |  |  | 0
206 | Route_NS Leitung (29880225) |  | 252 | 24 | 0.014129 | 0.641 | 0.077597 | 0 | 0 | 0.145 | 1 | 1 |  | TRUE | _852872123228203 | ACLineSegment | _893197407183072 | _893197407199456 |  |  |  | 0
207 | Route_NS Leitung (29880225) |  | 23 | 252 | 0.02866 | 0.641 | 0.077597 | 0 | 0 | 0.145 | 1 | 1 |  | TRUE | _852872123236395 | ACLineSegment | _893197371662560 | _893197371678944 |  |  |  | 0
208 | Route_NS Leitung (43485940) |  | 256 | 26 | 0.0062781 | 0.641 | 0.084823 | 0 | 0 | 0.141 | 1 | 1 |  | TRUE | _852872250130475 | ACLineSegment | _893197402038496 | _893197402054880 |  |  |  | 0
209 | Route_NS Leitung (43485940) |  | 25 | 256 | 0.014126 | 0.641 | 0.084823 | 0 | 0 | 0.141 | 1 | 1 |  | TRUE | _852872250138667 | ACLineSegment | _893197402235104 | _893197402251488 |  |  |  | 0
210 | Route_NS Leitung (43485952) |  | 249 | 248 | 0.0063958 | 0.206 | 0.080425 | 0 | 0 | 0.27 | 1 | 1 |  | TRUE | _852872250613803 | ACLineSegment | _893197405528288 | _893197405544672 |  |  |  | 0
211 | Route_NS Leitung (43485952) |  | 250 | 251 | 0.0007997 | 0.206 | 0.080425 | 0 | 0 | 0.27 | 1 | 1 |  | TRUE | _852872250621995 | ACLineSegment | _893197406200032 | _893197406216416 |  |  |  | 0
212 | Route_NS Leitung (43485952) |  | 25 | 250 | 0.053866 | 0.206 | 0.080425 | 0 | 0 | 0.27 | 1 | 1 |  | TRUE | _852872250630187 | ACLineSegment | _893197406511328 | _893197406527712 |  |  |  | 0
213 | Route_NS Leitung (43485952) |  | 251 | 249 | 0.0080648 | 0.206 | 0.080425 | 0 | 0 | 0.27 | 1 | 1 |  | TRUE | _852872250638379 | ACLineSegment | _893197405888736 | _893197405905120 |  |  |  | 0
214 | Route_NS Leitung (43485952) |  | 248 | 247 | 0.0006995 | 0.206 | 0.080425 | 0 | 0 | 0.27 | 1 | 1 |  | TRUE | _852872250646571 | ACLineSegment | _893197405200608 | _893197405216992 |  |  |  | 0
215 | Route_NS Leitung (43485952) |  | 247 | 273 | 0.027624 | 0.206 | 0.080425 | 0 | 0 | 0.27 | 1 | 1 |  | TRUE | _852872250654763 | ACLineSegment | _893197363011808 | _893197363028192 |  |  |  | 0
216 | Route_NS Leitung (43485954) |  | 245 | 17 | 0.030278 | 0.206 | 0.080425 | 0 | 0 | 0.27 | 1 | 1 |  | TRUE | _852872250662955 | ACLineSegment | _893197391601888 | _893197391618272 |  |  |  | 0
217 | Route_NS Leitung (43485954) |  | 25 | 245 | 0.024665 | 0.206 | 0.080425 | 0 | 0 | 0.27 | 1 | 1 |  | TRUE | _852872250671147 | ACLineSegment | _893197403611360 | _893197403627744 |  |  |  | 0
218 | Route_NS Leitung (51569883) |  | 191 | 28 | 0.023102 | 0.253 | 0.073199 | 0 | 0 | 0.246 | 1 | 1 |  | TRUE | _852872287043627 | ACLineSegment | _893197379363040 | _893197379379424 |  |  |  | 0
219 | Route_NS Leitung (51569883) |  | 188 | 183 | 0.025973 | 0.253 | 0.073199 | 0 | 0 | 0.246 | 1 | 1 |  | TRUE | _852872287051819 | ACLineSegment | _893197376626912 | _893197376643296 |  |  |  | 0
220 | Route_NS Leitung (51569883) |  | 183 | 192 | 0.02238 | 0.253 | 0.073199 | 0 | 0 | 0.246 | 1 | 1 |  | TRUE | _852872287060011 | ACLineSegment | _893197376807136 | _893197376823520 |  |  |  | 0
221 | Route_NS Leitung (51569883) |  | 192 | 191 | 0.0012539 | 0.253 | 0.073199 | 0 | 0 | 0.246 | 1 | 1 |  | TRUE | _852872287068203 | ACLineSegment | _893197379051744 | _893197379068128 |  |  |  | 0
222 | Route_NS Leitung (51569883) |  | 12 | 188 | 0.0528 | 0.253 | 0.073199 | 0 | 0 | 0.246 | 1 | 1 |  | TRUE | _852872287076395 | ACLineSegment | _893197369549024 | _893197369565408 |  |  |  | 0
223 | Route_NS Leitung (51569915) |  | 254 | 28 | 0.00050648 | 0.206 | 0.080425 | 0 | 0 | 0.27 | 1 | 1 |  | TRUE | _852872287084587 | ACLineSegment | _893197379199200 | _893197379215584 |  |  |  | 0
224 | Route_NS Leitung (51569915) |  | 27 | 254 | 0.0017922 | 0.206 | 0.080425 | 0 | 0 | 0.27 | 1 | 1 |  | TRUE | _852872287092779 | ACLineSegment | _893197381951712 | _893197381968096 |  |  |  | 0
225 | Route_NS Leitung (64308824) |  | 260 | 29 | 0.016438 | 0.206 | 0.080425 | 0 | 0 | 0.27 | 1 | 1 |  | TRUE | _852872405639211 | ACLineSegment | _893197408919776 | _893197408936160 |  |  |  | 0
226 | Route_NS Leitung (64308824) |  | 31 | 258 | 0.02507 | 0.206 | 0.080425 | 0 | 0 | 0.27 | 1 | 1 |  | TRUE | _852872405647403 | ACLineSegment | _893197371924704 | _893197371941088 |  |  |  | 0
227 | Route_NS Leitung (64308824) |  | 258 | 260 | 0.016418 | 0.206 | 0.080425 | 0 | 0 | 0.27 | 1 | 1 |  | TRUE | _852872405655595 | ACLineSegment | _893197408526560 | _893197408542944 |  |  |  | 0
228 | Route_NS Leitung (64308923) |  | 264 | 32 | 0.00050691 | 0.206 | 0.080425 | 0 | 0 | 0.27 | 1 | 1 |  | TRUE | _852872405663787 | ACLineSegment | _893197411639520 | _893197411655904 |  |  |  | 0
229 | Route_NS Leitung (64308923) |  | 31 | 261 | 0.0078849 | 0.206 | 0.080425 | 0 | 0 | 0.27 | 1 | 1 |  | TRUE | _852872405671979 | ACLineSegment | _893197372137696 | _893197372154080 |  |  |  | 0
230 | Route_NS Leitung (64308923) |  | 261 | 266 | 0.0073963 | 0.206 | 0.080425 | 0 | 0 | 0.27 | 1 | 1 |  | TRUE | _852872405680171 | ACLineSegment | _893197409116384 | _893197409132768 |  |  |  | 0
231 | Route_NS Leitung (64308923) |  | 263 | 264 | 0.00052809 | 0.206 | 0.080425 | 0 | 0 | 0.27 | 1 | 1 |  | TRUE | _852872405688363 | ACLineSegment | _893197411115232 | _893197411131616 |  |  |  | 0
232 | Route_NS Leitung (64308923) |  | 265 | 262 | 0.0088034 | 0.206 | 0.080425 | 0 | 0 | 0.27 | 1 | 1 |  | TRUE | _852872405696555 | ACLineSegment | _893197410050272 | _893197410066656 |  |  |  | 0
233 | Route_NS Leitung (64308923) |  | 262 | 263 | 0.00052177 | 0.206 | 0.080425 | 0 | 0 | 0.27 | 1 | 1 |  | TRUE | _852872405704747 | ACLineSegment | _893197410623712 | _893197410640096 |  |  |  | 0
234 | Route_NS Leitung (64308923) |  | 266 | 265 | 0.0041387 | 0.206 | 0.080425 | 0 | 0 | 0.27 | 1 | 1 |  | TRUE | _852872405712939 | ACLineSegment | _893197410197728 | _893197410214112 |  |  |  | 0
235 | Route_NS Leitung (64309122) |  | 187 | 33 | 0.021995 | 0.206 | 0.073199 | 0 | 0 | 0.276 | 1 | 1 |  | TRUE | _852872405827627 | ACLineSegment | _893197364879584 | _893197364895968 |  |  |  | 0
236 | Route_NS Leitung (64309122) |  | 58 | 187 | 0.0013516 | 0.206 | 0.073199 | 0 | 0 | 0.276 | 1 | 1 |  | TRUE | _852872405835819 | ACLineSegment | _893197378167008 | _893197378183392 |  |  |  | 0
237 | Route_NS Leitung (72252032) |  | 268 | 38 | 0.0008222 | 0.206 | 0.080425 | 0 | 0 | 0.27 | 1 | 1 |  | TRUE | _852872431853611 | ACLineSegment | _893197412262112 | _893197412278496 |  |  |  | 0
238 | Route_NS Leitung (72252032) |  | 269 | 268 | 0.0005876 | 0.206 | 0.080425 | 0 | 0 | 0.27 | 1 | 1 |  | TRUE | _852872431861803 | ACLineSegment | _893197412409568 | _893197412425952 |  |  |  | 0
239 | Route_NS Leitung (72252032) |  | 37 | 269 | 0.050718 | 0.206 | 0.080425 | 0 | 0 | 0.27 | 1 | 1 |  | TRUE | _852872431869995 | ACLineSegment | _893197413064928 | _893197413081312 |  |  |  | 0
240 | Route_NS Leitung (72252028) |  | 190 | 37 | 0.0072221 | 0.253 | 0.073199 | 0 | 0 | 0.246 | 1 | 1 |  | TRUE | _852872432066603 | ACLineSegment | _893197383000288 | _893197383016672 |  |  |  | 0
241 | Route_NS Leitung (72252028) |  | 195 | 194 | 0.017015 | 0.253 | 0.073199 | 0 | 0 | 0.246 | 1 | 1 |  | TRUE | _852872432074795 | ACLineSegment | _893197382492384 | _893197382508768 |  |  |  | 0
242 | Route_NS Leitung (72252028) |  | 27 | 193 | 0.0050794 | 0.253 | 0.073199 | 0 | 0 | 0.246 | 1 | 1 |  | TRUE | _852872432082987 | ACLineSegment | _893197382099168 | _893197382115552 |  |  |  | 0
243 | Route_NS Leitung (72252028) |  | 194 | 190 | 0.014622 | 0.253 | 0.073199 | 0 | 0 | 0.246 | 1 | 1 |  | TRUE | _852872432091179 | ACLineSegment | _893197383196896 | _893197383213280 |  |  |  | 0
244 | Route_NS Leitung (72252028) |  | 193 | 198 | 0.027711 | 0.253 | 0.073199 | 0 | 0 | 0.246 | 1 | 1 |  | TRUE | _852872432099371 | ACLineSegment | _893197381804256 | _893197381820640 |  |  |  | 0
245 | Route_NS Leitung (72252028) |  | 198 | 195 | 0.0094405 | 0.253 | 0.073199 | 0 | 0 | 0.246 | 1 | 1 |  | TRUE | _852872432107563 | ACLineSegment | _893197382672608 | _893197382688992 |  |  |  | 0
246 | Route_NS Leitung (72252030) |  | 197 | 15 | 0.0078403 | 0.253 | 0.073199 | 0 | 0 | 0.246 | 1 | 1 |  | TRUE | _852872432115755 | ACLineSegment | _893197369762016 | _893197369778400 |  |  |  | 0
247 | Route_NS Leitung (72252030) |  | 199 | 196 | 0.016023 | 0.253 | 0.073199 | 0 | 0 | 0.246 | 1 | 1 |  | TRUE | _852872432123947 | ACLineSegment | _893197384573152 | _893197384589536 |  |  |  | 0
248 | Route_NS Leitung (72252030) |  | 196 | 197 | 0.010825 | 0.253 | 0.073199 | 0 | 0 | 0.246 | 1 | 1 |  | TRUE | _852872432132139 | ACLineSegment | _893197383557344 | _893197383573728 |  |  |  | 0
249 | Route_NS Leitung (72252030) |  | 37 | 199 | 0.0096086 | 0.253 | 0.073199 | 0 | 0 | 0.246 | 1 | 1 |  | TRUE | _852872432140331 | ACLineSegment | _893197384753376 | _893197384769760 |  |  |  | 0
250 | Route_NS Leitung (49127972) |  | 270 | 61 | 0.015841 | 0.443 | 0.069115 | 0 | 0 | 0.205 | 1 | 1 |  | TRUE | _852872496734251 | ACLineSegment | _893197415801056 | _893197415817440 |  |  |  | 0
251 | Route_NS Leitung (49127972) |  | 71 | 270 | 0.021309 | 0.443 | 0.069115 | 0 | 0 | 0.205 | 1 | 1 |  | TRUE | _852872496742443 | ACLineSegment | _893197416095968 | _893197416112352 |  |  |  | 0
252 | Route_NS Leitung (45422006) |  | 240 | 246 | 0.013656 | 0.641 | 0.084823 | 0 | 0 | 0.141 | 1 | 1 |  | TRUE | _852872547704875 | ACLineSegment | _893197404545248 | _893197404561632 |  |  |  | 0
253 | Route_NS Leitung (45422006) |  | 239 | 240 | 0.0039351 | 0.641 | 0.084823 | 0 | 0 | 0.141 | 1 | 1 |  | TRUE | _852872547713067 | ACLineSegment | _893197404414176 | _893197404430560 |  |  |  | 0
254 | Route_NS Leitung (107430420) |  | 41 | 66 | 0.027036 | 0.443 | 0.069115 | 0 | 0 | 0.205 | 1 | 1 |  | TRUE | _852872612479019 | ACLineSegment | _893197415063776 | _893197415080160 |  |  |  | 0
255 | Route_NS Leitung (107430420) |  | 272 | 41 | 0.019056 | 0.443 | 0.069115 | 0 | 0 | 0.205 | 1 | 1 |  | TRUE | _852872612487211 | ACLineSegment | _893197414932704 | _893197414949088 |  |  |  | 0

## trafo
| name | std_type | hv_bus | lv_bus | sn_mva | vn_hv_kv | vn_lv_kv | vk_percent | vkr_percent | pfe_kw | i0_percent | shift_degree | tap_side | tap_neutral | tap_min | tap_max | tap_step_percent | tap_step_degree | tap_pos | tap_phase_shifter | parallel | df | in_service | origin_id | origin_class | terminal_hv | terminal_lv | PowerTransformerEnd_id_hv | PowerTransformerEnd_id_lv | tapchanger_class | tapchanger_id | vector_group | id_characteristic | vk0_percent | vkr0_percent | xn_ohm | power_station_unit | oltc | coords
0 | MS_NS_Trafo_2 |  | 290 | 291 | 0.4 | 20 | 0.4 | 3.9 | 1.2 | 0 | 0 | 150 | lv | 0 | 0 | 0 | 0 |  | 0 | FALSE | 1 | 1 | TRUE | _773014363652098 | PowerTransformer | _893197430218976 | _893197430235360 | _893197430251744 | _893197430268128 | RatioTapChanger | _893197430284512 | [5 empty] | FALSE | FALSE
1 | MS_NS_Trafo_1 |  | 278 | 169 | 0.4 | 20 | 0.4 | 4 | 1.2 | 0 | 0 | 150 | lv | 0 | 0 | 0 | 0 |  | 0 | FALSE | 1 | 1 | TRUE | _773014363668482 | PowerTransformer | _893197430104288 | _893197430120672 | _893197430137056 | _893197430153440 | RatioTapChanger | _893197430169824 | [5 empty] | FALSE | FALSE

## line_geodata
| x0 | y0 | x1 | y1 | x2 | y2 | x3 | y3 | x4 | y4 | x5 | y5 | x6 | y6 | x7 | y7 | x8 | y8 | x9 | y9 | x10 | y10 | x11 | y11 | x12 | y12 | x13 | y13 | x14 | y14 | x15 | y15 | x16 | y16 | x17 | y17 | x18 | y18 | x19 | y19 | x20 | y20 | x21 | y21 | x22 | y22 | x23 | y23 | x24 | y24 | x25 | y25 | x26 | y26 | x27 | y27 | x28 | y28 | x29 | y29 | x30 | y30 | x31 | y31 | x32 | y32 | x33 | y33 | x34 | y34 | x35 | y35 | x36 | y36 | x37 | y37 | x38 | y38 | x39 | y39 | x40 | y40 | x41 | y41 | x42 | y42 | x43 | y43 | x44 | y44 | x45 | y45 | x46 | y46 | x47 | y47 | x48 | y48 | x49 | y49 | x50 | y50 | x51 | y51 | x52 | y52 | x53 | y53 | x54 | y54 | x55 | y55
0 | 7.7212 | 48.0048 | 7.7212 | 48.0047 | 7.7212 | 48.0047 | 7.7212 | 48.0047 | 7.7212 | 48.0047 | 7.7212 | 48.0047 | 7.7212 | 48.0047 | 7.7212 | 48.0047 | 7.7212 | 48.0047 | 7.7212 | 48.0047 | 7.7212 | 48.0047 | 7.7212 | 48.0047 | 7.7215 | 48.0046 | 7.7216 | 48.0046 | 7.7216 | 48.0046 | 7.7216 | 48.0046 | 7.7216 | 48.0046 | 7.7216 | 48.0046 | 7.7216 | 48.0046 | 7.7216 | 48.0046 | 7.7216 | 48.0046 | 7.7216 | 48.0046 | 7.7216 | 48.0046 | 7.7216 | 48.0046 | 7.7216 | 48.0046 | 7.7216 | 48.0046 | 7.7216 | 48.0046 | 7.7215 | 48.0045 | 7.7215 | 48.0045 | 7.7215 | 48.0045 | 7.7215 | 48.0045 | 7.7215 | 48.0045 | 7.7215 | 48.0045 | 7.7215 | 48.0045 | 7.7215 | 48.0045 | 7.7215 | 48.0045 | 7.7215 | 48.0045 | 7.7215 | 48.0045 | 7.7215 | 48.0045 | 7.7215 | 48.0045 | 7.7215 | 48.0045 | 7.7215 | 48.0045 | 7.7215 | 48.0045 | 7.7215 | 48.0045 | 7.7215 | 48.0045 | 7.7216 | 48.0045 | 7.7216 | 48.0045 | 7.7216 | 48.0045 | 7.7217 | 48.0045 | 7.7217 | 48.0045 | 7.7217 | 48.0045 | 7.7217 | 48.0044 | 7.7217 | 48.0044 | 7.7217 | 48.0044 | 7.7217 | 48.0044 | 7.7217 | 48.0044
1 | 7.7215 | 48.0045 | 7.7215 | 48.0045 | 7.7215 | 48.0045 | 7.7215 | 48.0045 | 7.7215 | 48.0045 | 7.7215 | 48.0045 | 7.7215 | 48.0045 | 7.7215 | 48.0045 | 7.7215 | 48.0045 | 7.7215 | 48.0045 | 7.7215 | 48.0045 | 7.7215 | 48.0045 | 7.7215 | 48.0045 | 7.7216 | 48.0045 | 7.7217 | 48.0045 | 7.7217 | 48.0045 | 7.7217 | 48.0045 | 7.7217 | 48.0044 | 7.7216 | 48.0044 | 7.7217 | 48.0044 | 7.7217 | 48.0044 | 7.7217 | 48.0044
2 | 7.7217 | 48.0044 | 7.7217 | 48.0044 | 7.7217 | 48.0044 | 7.7217 | 48.0044 | 7.7217 | 48.0044 | 7.7217 | 48.0044 | 7.7217 | 48.0044 | 7.7217 | 48.0044 | 7.7217 | 48.0044 | 7.7217 | 48.0044 | 7.7217 | 48.0044 | 7.7217 | 48.0044 | 7.7217 | 48.0044 | 7.7217 | 48.0044 | 7.7217 | 48.0044 | 7.7217 | 48.0044 | 7.7217 | 48.0044 | 7.7217 | 48.0044 | 7.7217 | 48.0044 | 7.7217 | 48.0044 | 7.7217 | 48.0044 | 7.7217 | 48.0045 | 7.7217 | 48.0045 | 7.7217 | 48.0045 | 7.7217 | 48.0045 | 7.7217 | 48.0044 | 7.7217 | 48.0044 | 7.7217 | 48.0044 | 7.7217 | 48.0044 | 7.7217 | 48.0044 | 7.7217 | 48.0044 | 7.7217 | 48.0044 | 7.7217 | 48.0044 | 7.7217 | 48.0044 | 7.7217 | 48.0044 | 7.7217 | 48.0044 | 7.7217 | 48.0044 | 7.7217 | 48.0044
3 | 7.7215 | 48.0045 | 7.7215 | 48.0045 | 7.7215 | 48.0045
4 | 7.7201 | 48.0025 | 7.7201 | 48.0025 | 7.7202 | 48.0025 | 7.7202 | 48.0025
5 | 7.7225 | 48.0042 | 7.7225 | 48.0042 | 7.7226 | 48.0042 | 7.7226 | 48.0042 | 7.7226 | 48.0042 | 7.7224 | 48.0042 | 7.7224 | 48.0043 | 7.7221 | 48.0044 | 7.7218 | 48.0045 | 7.7218 | 48.0045 | 7.7218 | 48.0045 | 7.7217 | 48.0045 | 7.7217 | 48.0044 | 7.7217 | 48.0044 | 7.7217 | 48.0044 | 7.7217 | 48.0044 | 7.7217 | 48.0044
6 | 7.7212 | 48.0047 | 7.7215 | 48.0046 | 7.7216 | 48.0046 | 7.7216 | 48.0046 | 7.7216 | 48.0046 | 7.7216 | 48.0046 | 7.7216 | 48.0046 | 7.7216 | 48.0046 | 7.7216 | 48.0046 | 7.7216 | 48.0046 | 7.7216 | 48.0046 | 7.7216 | 48.0046 | 7.7215 | 48.0045 | 7.7215 | 48.0045 | 7.7215 | 48.0045 | 7.7215 | 48.0045 | 7.7215 | 48.0045 | 7.7215 | 48.0045 | 7.7215 | 48.0045 | 7.7215 | 48.0045 | 7.7216 | 48.0045 | 7.7217 | 48.0045 | 7.7217 | 48.0045 | 7.7217 | 48.0045 | 7.7216 | 48.0044 | 7.7217 | 48.0044 | 7.7217 | 48.0044 | 7.7217 | 48.0044 | 7.7217 | 48.0044
7 | 7.7196 | 48.0037 | 7.7196 | 48.0038 | 7.7197 | 48.0039 | 7.7197 | 48.0039 | 7.7197 | 48.0039 | 7.7198 | 48.004 | 7.7198 | 48.004 | 7.7198 | 48.0041 | 7.7198 | 48.0041 | 7.7199 | 48.0041 | 7.7199 | 48.0041 | 7.7199 | 48.0041 | 7.7199 | 48.0042 | 7.7199 | 48.0042 | 7.72 | 48.0042 | 7.72 | 48.0043 | 7.7201 | 48.0044 | 7.7202 | 48.0045 | 7.7202 | 48.0045 | 7.7203 | 48.0045 | 7.7203 | 48.0045 | 7.7203 | 48.0046 | 7.7203 | 48.0046 | 7.7204 | 48.0046 | 7.7204 | 48.0046 | 7.7204 | 48.0047 | 7.7204 | 48.0047 | 7.7205 | 48.0048 | 7.7206 | 48.0048 | 7.7206 | 48.0048 | 7.7206 | 48.0048
8 | 7.7199 | 48.0042 | 7.72 | 48.0042 | 7.72 | 48.0043 | 7.7201 | 48.0044 | 7.7202 | 48.0045 | 7.7202 | 48.0045 | 7.7203 | 48.0045 | 7.7203 | 48.0045 | 7.7203 | 48.0046 | 7.7203 | 48.0046 | 7.7204 | 48.0046 | 7.7204 | 48.0046 | 7.7204 | 48.0047 | 7.7204 | 48.0047 | 7.7205 | 48.0048 | 7.7206 | 48.0048 | 7.7206 | 48.0048 | 7.7206 | 48.0048
9 | 7.7204 | 48.0046 | 7.7204 | 48.0046 | 7.7204 | 48.0046 | 7.7204 | 48.0046 | 7.7204 | 48.0046 | 7.7204 | 48.0046 | 7.7204 | 48.0046 | 7.7204 | 48.0046 | 7.7204 | 48.0046 | 7.7204 | 48.0046 | 7.7204 | 48.0046 | 7.7204 | 48.0046 | 7.7204 | 48.0046 | 7.7204 | 48.0046 | 7.7204 | 48.0046 | 7.7204 | 48.0046 | 7.7204 | 48.0046 | 7.7204 | 48.0046 | 7.7204 | 48.0046 | 7.7204 | 48.0046 | 7.7204 | 48.0046 | 7.7204 | 48.0046 | 7.7204 | 48.0046 | 7.7204 | 48.0046 | 7.7204 | 48.0046 | 7.7204 | 48.0046 | 7.7205 | 48.0048
10 | 7.7212 | 48.0047 | 7.7212 | 48.0047 | 7.7212 | 48.0047 | 7.7212 | 48.0047 | 7.721 | 48.0048 | 7.721 | 48.0048 | 7.7209 | 48.0048 | 7.7209 | 48.0048 | 7.7209 | 48.0048 | 7.7209 | 48.0048 | 7.7207 | 48.0049 | 7.7206 | 48.0049 | 7.7206 | 48.0049 | 7.7206 | 48.0049 | 7.7206 | 48.0049 | 7.7206 | 48.0049 | 7.7205 | 48.0048 | 7.7205 | 48.0048 | 7.7205 | 48.0048 | 7.7206 | 48.0048 | 7.7206 | 48.0048 | 7.7206 | 48.0048
11 | 7.7206 | 48.0049 | 7.7206 | 48.0049 | 7.7206 | 48.0049 | 7.7206 | 48.0049 | 7.7205 | 48.0048 | 7.7205 | 48.0048 | 7.7205 | 48.0048 | 7.7206 | 48.0048 | 7.7206 | 48.0048 | 7.7206 | 48.0048
12 | 7.7205 | 48.0048 | 7.7205 | 48.0048 | 7.7206 | 48.0048 | 7.7206 | 48.0048 | 7.7206 | 48.0048
13 | 7.7205 | 48.0048 | 7.7205 | 48.0048 | 7.7206 | 48.0048 | 7.7206 | 48.0048 | 7.7206 | 48.0048
14 | 7.7206 | 48.0049 | 7.7206 | 48.0049 | 7.7206 | 48.0049 | 7.7206 | 48.0049 | 7.7206 | 48.005 | 7.7207 | 48.005 | 7.7207 | 48.0051 | 7.7207 | 48.0051 | 7.7207 | 48.0052
15 | 7.7206 | 48.0049 | 7.7206 | 48.0049 | 7.7206 | 48.0049 | 7.7207 | 48.0049 | 7.7209 | 48.0048 | 7.7209 | 48.0048 | 7.7209 | 48.0048 | 7.7209 | 48.0048 | 7.721 | 48.0048 | 7.721 | 48.0048 | 7.7212 | 48.0047 | 7.7212 | 48.0047 | 7.7212 | 48.0047 | 7.7215 | 48.0046 | 7.7216 | 48.0046 | 7.7216 | 48.0046 | 7.7216 | 48.0046 | 7.7216 | 48.0046 | 7.7216 | 48.0046 | 7.7216 | 48.0046 | 7.7216 | 48.0046 | 7.7216 | 48.0046 | 7.7216 | 48.0046 | 7.7216 | 48.0046 | 7.7215 | 48.0045 | 7.7215 | 48.0045 | 7.7215 | 48.0045 | 7.7215 | 48.0045 | 7.7215 | 48.0045 | 7.7215 | 48.0045 | 7.7215 | 48.0045 | 7.7216 | 48.0045 | 7.7216 | 48.0045 | 7.7217 | 48.0045 | 7.7217 | 48.0045 | 7.7217 | 48.0045 | 7.7217 | 48.0044 | 7.7217 | 48.0044 | 7.7217 | 48.0044 | 7.7217 | 48.0044
16 | 7.7219 | 48.0057 | 7.7219 | 48.0054
17 | 7.7217 | 48.0044 | 7.7217 | 48.0044 | 7.7217 | 48.0044 | 7.7217 | 48.0049 | 7.7217 | 48.0049
18 | 7.7222 | 48.0055 | 7.7219 | 48.0054
19 | 7.7219 | 48.0057 | 7.722 | 48.0058
20 | 7.7219 | 48.0057 | 7.7216 | 48.0058
21 | 7.722 | 48.0058 | 7.7225 | 48.0057 | 7.7226 | 48.0057
22 | 7.7222 | 48.0055 | 7.7222 | 48.0055
23 | 7.7226 | 48.0057 | 7.7226 | 48.0057
24 | 7.721 | 48.0039 | 7.7211 | 48.0039
25 | 7.7204 | 48.0046 | 7.7204 | 48.0046 | 7.7204 | 48.0046 | 7.7204 | 48.0046 | 7.7204 | 48.0046 | 7.7204 | 48.0046 | 7.7204 | 48.0046 | 7.7204 | 48.0046 | 7.7204 | 48.0046 | 7.7204 | 48.0046 | 7.7204 | 48.0046 | 7.7204 | 48.0046 | 7.7204 | 48.0046 | 7.7204 | 48.0046 | 7.7204 | 48.0046 | 7.7204 | 48.0046 | 7.7204 | 48.0046 | 7.7204 | 48.0046 | 7.7204 | 48.0046 | 7.7204 | 48.0046 | 7.7204 | 48.0046 | 7.7204 | 48.0046 | 7.7204 | 48.0046 | 7.7204 | 48.0046 | 7.7206 | 48.0046 | 7.7207 | 48.0045 | 7.7207 | 48.0045 | 7.7207 | 48.0045 | 7.7207 | 48.0045 | 7.7206 | 48.0045
26 | 7.7201 | 48.0037 | 7.7202 | 48.0037 | 7.7201 | 48.0038 | 7.7201 | 48.0038 | 7.7199 | 48.0039 | 7.7199 | 48.0039 | 7.7199 | 48.0039 | 7.7199 | 48.0039
27 | 7.7209 | 48.0037 | 7.7208 | 48.0038 | 7.7207 | 48.0038 | 7.7207 | 48.0038 | 7.7207 | 48.0037
28 | 7.7214 | 48.0046 | 7.7213 | 48.0046 | 7.7213 | 48.0046 | 7.7213 | 48.0045
29 | 7.7213 | 48.0046 | 7.7213 | 48.0046 | 7.7213 | 48.0046 | 7.7213 | 48.0045
30 | 7.7212 | 48.0046 | 7.7212 | 48.0046 | 7.7212 | 48.0046 | 7.7212 | 48.0045
31 | 7.7212 | 48.0041 | 7.7212 | 48.0041 | 7.7212 | 48.0041 | 7.7212 | 48.0041 | 7.7212 | 48.0041 | 7.7212 | 48.0041 | 7.7212 | 48.0041 | 7.7212 | 48.0041 | 7.7212 | 48.0041 | 7.7212 | 48.0041 | 7.7212 | 48.0041 | 7.7212 | 48.0041 | 7.7212 | 48.0041 | 7.7212 | 48.0041 | 7.7212 | 48.0041 | 7.7212 | 48.0041 | 7.7212 | 48.0041 | 7.7212 | 48.0041 | 7.7212 | 48.0041 | 7.7212 | 48.0041 | 7.7211 | 48.0042 | 7.7211 | 48.0042 | 7.7211 | 48.0042 | 7.7211 | 48.0042 | 7.7211 | 48.0042 | 7.7211 | 48.0042 | 7.7211 | 48.0042 | 7.7211 | 48.0042 | 7.7211 | 48.0042 | 7.7211 | 48.0042 | 7.721 | 48.0042 | 7.721 | 48.0041
32 | 7.7209 | 48.0039 | 7.721 | 48.0039 | 7.721 | 48.0039
33 | 7.7207 | 48.0035 | 7.7206 | 48.0036 | 7.7206 | 48.0036 | 7.7206 | 48.0037
34 | 7.7207 | 48.0035 | 7.7206 | 48.0035 | 7.7205 | 48.0036 | 7.7205 | 48.0036 | 7.7204 | 48.0035
35 | 7.7204 | 48.0032 | 7.7204 | 48.0032 | 7.7204 | 48.0032 | 7.7203 | 48.0032 | 7.7203 | 48.0032 | 7.7203 | 48.0032
36 | 7.7202 | 48.0029 | 7.7202 | 48.003 | 7.7202 | 48.003 | 7.7201 | 48.003
37 | 7.72 | 48.0026 | 7.72 | 48.0026 | 7.7199 | 48.0026
38 | 7.7205 | 48.0033 | 7.7205 | 48.0033 | 7.7205 | 48.0033 | 7.7205 | 48.0033 | 7.7205 | 48.0033 | 7.7205 | 48.0033 | 7.7205 | 48.0033 | 7.7205 | 48.0033 | 7.7205 | 48.0033 | 7.7205 | 48.0033 | 7.7205 | 48.0033 | 7.7205 | 48.0033 | 7.7205 | 48.0033 | 7.7205 | 48.0033 | 7.7205 | 48.0033 | 7.7205 | 48.0033 | 7.7205 | 48.0033 | 7.7205 | 48.0033 | 7.7202 | 48.0034 | 7.7202 | 48.0034 | 7.7202 | 48.0034
39 | 7.72 | 48.0028 | 7.72 | 48.0028
40 | 7.7202 | 48.0028 | 7.7202 | 48.0028 | 7.7201 | 48.0028 | 7.7201 | 48.0028 | 7.72 | 48.0028
41 | 7.7209 | 48.0037 | 7.7209 | 48.0037 | 7.721 | 48.0037
42 | 7.7201 | 48.0027 | 7.7201 | 48.0027
43 | 7.7222 | 48.003 | 7.7222 | 48.003 | 7.7222 | 48.0029 | 7.7221 | 48.0029
44 | 7.7223 | 48.003 | 7.7223 | 48.003 | 7.7223 | 48.003 | 7.7223 | 48.003 | 7.7223 | 48.003 | 7.7223 | 48.003 | 7.7223 | 48.003 | 7.7224 | 48.003 | 7.7224 | 48.003 | 7.7224 | 48.003 | 7.7225 | 48.003 | 7.7225 | 48.003 | 7.7225 | 48.003 | 7.7225 | 48.0031 | 7.7226 | 48.0031 | 7.7226 | 48.0031 | 7.7226 | 48.0031 | 7.7226 | 48.0031
45 | 7.7226 | 48.0036 | 7.7224 | 48.0034
46 | 7.7222 | 48.003 | 7.7222 | 48.003 | 7.7223 | 48.0031 | 7.7224 | 48.0032
47 | 7.7227 | 48.0034 | 7.7227 | 48.0034 | 7.7227 | 48.0035 | 7.7227 | 48.0035 | 7.7227 | 48.0035 | 7.7227 | 48.0035
48 | 7.7227 | 48.0034 | 7.7227 | 48.0034 | 7.7227 | 48.0034 | 7.7228 | 48.0034 | 7.7228 | 48.0034 | 7.7228 | 48.0034 | 7.7228 | 48.0034
49 | 7.7222 | 48.003 | 7.7222 | 48.003 | 7.7221 | 48.0029 | 7.7221 | 48.0029
50 | 7.7215 | 48.0043 | 7.7215 | 48.0043 | 7.7216 | 48.0042 | 7.7216 | 48.0042
51 | 7.7212 | 48.0039 | 7.7212 | 48.0039 | 7.7213 | 48.0039 | 7.7213 | 48.0039 | 7.7214 | 48.0039
52 | 7.7211 | 48.0037 | 7.7211 | 48.0037 | 7.7211 | 48.0037 | 7.7211 | 48.0037 | 7.7211 | 48.0037 | 7.7211 | 48.0037 | 7.7211 | 48.0037 | 7.7211 | 48.0037 | 7.7211 | 48.0037 | 7.7211 | 48.0037 | 7.7211 | 48.0037 | 7.7211 | 48.0037 | 7.7211 | 48.0037 | 7.7211 | 48.0037 | 7.7211 | 48.0037 | 7.7211 | 48.0037 | 7.7211 | 48.0037 | 7.7211 | 48.0037 | 7.7211 | 48.0037 | 7.7212 | 48.0037 | 7.7212 | 48.0037
53 | 7.7221 | 48.003 | 7.7221 | 48.003 | 7.7221 | 48.003 | 7.7221 | 48.003 | 7.7221 | 48.003 | 7.7221 | 48.003 | 7.7221 | 48.003 | 7.7221 | 48.003 | 7.7221 | 48.003 | 7.7221 | 48.003 | 7.7222 | 48.0031 | 7.7222 | 48.0032 | 7.7223 | 48.0032 | 7.7223 | 48.0032 | 7.7223 | 48.0032 | 7.7223 | 48.0032 | 7.7223 | 48.0032 | 7.7223 | 48.0033 | 7.7223 | 48.0033 | 7.7223 | 48.0033
54 | 7.7226 | 48.0036 | 7.7226 | 48.0036 | 7.7225 | 48.0035 | 7.7225 | 48.0035 | 7.7225 | 48.0034 | 7.7225 | 48.0034 | 7.7225 | 48.0034 | 7.7225 | 48.0034 | 7.7225 | 48.0034 | 7.7225 | 48.0034
55 | 7.7224 | 48.0042 | 7.7224 | 48.0042 | 7.7224 | 48.0042 | 7.7224 | 48.0042 | 7.7224 | 48.0042 | 7.7224 | 48.0042 | 7.7224 | 48.0042 | 7.7224 | 48.0042 | 7.7224 | 48.0042 | 7.7224 | 48.0042 | 7.7224 | 48.0042 | 7.7223 | 48.0042
56 | 7.7206 | 48.0032 | 7.7207 | 48.0032 | 7.7207 | 48.0032 | 7.7207 | 48.0032 | 7.7208 | 48.0032
57 | 7.7204 | 48.0029 | 7.7204 | 48.0029 | 7.7204 | 48.0029 | 7.7204 | 48.0029 | 7.7204 | 48.0029 | 7.7204 | 48.0029 | 7.7204 | 48.0029 | 7.7205 | 48.0029 | 7.7205 | 48.0029
58 | 7.7228 | 48.0041 | 7.7227 | 48.0041 | 7.7227 | 48.0041 | 7.7227 | 48.0041
59 | 7.722 | 48.0036 | 7.722 | 48.0036 | 7.722 | 48.0036 | 7.7221 | 48.0035
60 | 7.7202 | 48.0027 | 7.7202 | 48.0027 | 7.7203 | 48.0027 | 7.7204 | 48.0026 | 7.7205 | 48.0026 | 7.7205 | 48.0026 | 7.7206 | 48.0026 | 7.7206 | 48.0025 | 7.7205 | 48.0025
61 | 7.7229 | 48.0041 | 7.7229 | 48.0041 | 7.7229 | 48.004 | 7.7229 | 48.004 | 7.7229 | 48.004 | 7.7228 | 48.004
62 | 7.7227 | 48.0041 | 7.7227 | 48.0041 | 7.7227 | 48.004
63 | 7.7226 | 48.0042 | 7.7226 | 48.0041 | 7.7226 | 48.0041 | 7.7226 | 48.0041 | 7.7226 | 48.0041
64 | 7.7223 | 48.0039 | 7.7223 | 48.0039 | 7.7224 | 48.0039 | 7.7224 | 48.0039 | 7.7224 | 48.0038
65 | 7.723 | 48.004 | 7.723 | 48.004 | 7.7229 | 48.004 | 7.7229 | 48.0039
66 | 7.7224 | 48.0037 | 7.7225 | 48.0038 | 7.7225 | 48.0038 | 7.7225 | 48.0038 | 7.7225 | 48.0038 | 7.7225 | 48.0038
67 | 7.7223 | 48.0028 | 7.7223 | 48.0029 | 7.7223 | 48.003
68 | 7.7203 | 48.0031 | 7.7203 | 48.0031 | 7.7201 | 48.0031 | 7.72 | 48.0032 | 7.72 | 48.0032 | 7.72 | 48.0032 | 7.72 | 48.0032
69 | 7.72 | 48.0032 | 7.72 | 48.0031 | 7.7199 | 48.0031 | 7.7199 | 48.0031 | 7.72 | 48.0032
70 | 7.7225 | 48.0036 | 7.7225 | 48.0036 | 7.7226 | 48.0037 | 7.7226 | 48.0037 | 7.7226 | 48.0037 | 7.7226 | 48.0037
71 | 7.7225 | 48.0036 | 7.7226 | 48.0037 | 7.7226 | 48.0037 | 7.7226 | 48.0037 | 7.7227 | 48.0037
72 | 7.7205 | 48.0025 | 7.7205 | 48.0025
73 | 7.7205 | 48.0025 | 7.7205 | 48.0025 | 7.7204 | 48.0025
74 | 7.7217 | 48.0035 | 7.7218 | 48.0034 | 7.722 | 48.0034
75 | 7.7217 | 48.0034 | 7.7217 | 48.0034 | 7.7217 | 48.0034 | 7.7218 | 48.0034 | 7.7219 | 48.0034 | 7.7219 | 48.0033
76 | 7.7216 | 48.0034 | 7.7216 | 48.0034 | 7.7217 | 48.0034 | 7.7218 | 48.0033 | 7.7219 | 48.0033
77 | 7.7216 | 48.0033 | 7.7216 | 48.0033 | 7.7217 | 48.0033 | 7.7218 | 48.0033 | 7.7219 | 48.0033
78 | 7.7217 | 48.0032 | 7.7217 | 48.0032 | 7.7217 | 48.0032 | 7.7217 | 48.0032
79 | 7.7217 | 48.0032 | 7.7217 | 48.0031 | 7.7216 | 48.0031
80 | 7.7217 | 48.0032 | 7.7217 | 48.0032 | 7.7217 | 48.0032 | 7.7217 | 48.0032 | 7.7217 | 48.0032 | 7.7217 | 48.0032 | 7.7217 | 48.0032 | 7.7217 | 48.0032 | 7.7217 | 48.0032 | 7.7217 | 48.0031 | 7.7217 | 48.0031
81 | 7.7221 | 48.0035 | 7.7221 | 48.0035
82 | 7.7224 | 48.0036 | 7.7224 | 48.0036 | 7.7224 | 48.0037
83 | 7.722 | 48.0044 | 7.722 | 48.0044 | 7.7219 | 48.0044 | 7.7219 | 48.0044 | 7.7219 | 48.0044 | 7.7219 | 48.0044
84 | 7.722 | 48.0038 | 7.722 | 48.0038 | 7.722 | 48.0038 | 7.7219 | 48.0037
85 | 7.7221 | 48.0044 | 7.7221 | 48.0044 | 7.7221 | 48.0043 | 7.7221 | 48.0043
86 | 7.722 | 48.0044 | 7.722 | 48.0044 | 7.722 | 48.0044 | 7.7219 | 48.0043
87 | 7.7219 | 48.0031 | 7.7219 | 48.0031 | 7.7218 | 48.003
88 | 7.722 | 48.0031 | 7.722 | 48.003 | 7.7219 | 48.003
89 | 7.7223 | 48.0039 | 7.7223 | 48.004 | 7.7223 | 48.004 | 7.7222 | 48.004 | 7.722 | 48.0041 | 7.722 | 48.004 | 7.722 | 48.004
90 | 7.722 | 48.004 | 7.722 | 48.004 | 7.7219 | 48.004
91 | 7.722 | 48.004 | 7.722 | 48.004 | 7.7221 | 48.004
92 | 7.7221 | 48.004 | 7.7221 | 48.004 | 7.7221 | 48.0039
93 | 7.7221 | 48.0035 | 7.7221 | 48.0035 | 7.7221 | 48.0035
94 | 7.7221 | 48.0035 | 7.7221 | 48.0036 | 7.7222 | 48.0036
95 | 7.7222 | 48.0036 | 7.7222 | 48.0036 | 7.7222 | 48.0036
96 | 7.7226 | 48.0034 | 7.7226 | 48.0034 | 7.7226 | 48.0034 | 7.7226 | 48.0034 | 7.7226 | 48.0034 | 7.7226 | 48.0033 | 7.7227 | 48.0033 | 7.7227 | 48.0033 | 7.7227 | 48.0033 | 7.7227 | 48.0033 | 7.7227 | 48.0033 | 7.7227 | 48.0033 | 7.7227 | 48.0033 | 7.7227 | 48.0032
97 | 7.7216 | 48.0034 | 7.7216 | 48.0034 | 7.7216 | 48.0034 | 7.7215 | 48.0034
98 | 7.7216 | 48.0034 | 7.7216 | 48.0034 | 7.7216 | 48.0034 | 7.7215 | 48.0034
99 | 7.7217 | 48.0034 | 7.7217 | 48.0034 | 7.7216 | 48.0035 | 7.7216 | 48.0035
100 | 7.7217 | 48.0035 | 7.7217 | 48.0035 | 7.7216 | 48.0035
101 | 7.7217 | 48.0035 | 7.7217 | 48.0035 | 7.7216 | 48.0035
102 | 7.721 | 48.0046 | 7.721 | 48.0046 | 7.7209 | 48.0046 | 7.7209 | 48.0046 | 7.7207 | 48.0046
103 | 7.721 | 48.0045 | 7.721 | 48.0045 | 7.721 | 48.0045 | 7.721 | 48.0044
104 | 7.721 | 48.0045 | 7.721 | 48.0045 | 7.7211 | 48.0045 | 7.7211 | 48.0045 | 7.7211 | 48.0045 | 7.7211 | 48.0045 | 7.7211 | 48.0045 | 7.7211 | 48.0045 | 7.7211 | 48.0044 | 7.7211 | 48.0044 | 7.7211 | 48.0044 | 7.7211 | 48.0044 | 7.7211 | 48.0044 | 7.7211 | 48.0044 | 7.7211 | 48.0044 | 7.7211 | 48.0044 | 7.7211 | 48.0044 | 7.7212 | 48.0044 | 7.7212 | 48.0044
105 | 7.7207 | 48.0035 | 7.7207 | 48.0035 | 7.7207 | 48.0035 | 7.7207 | 48.0035 | 7.7207 | 48.0035 | 7.7207 | 48.0035 | 7.7207 | 48.0035 | 7.7207 | 48.0035 | 7.7207 | 48.0035 | 7.7207 | 48.0035
106 | 7.7208 | 48.0035 | 7.7209 | 48.0034 | 7.721 | 48.0034
107 | 7.7219 | 48.0037 | 7.7219 | 48.0038 | 7.7219 | 48.0038 | 7.7219 | 48.0038
108 | 7.7219 | 48.0038 | 7.7218 | 48.0038 | 7.7218 | 48.0038
109 | 7.7198 | 48.004 | 7.7198 | 48.004 | 7.7198 | 48.004 | 7.7198 | 48.004 | 7.7197 | 48.0039 | 7.7197 | 48.0039 | 7.7198 | 48.0039 | 7.7198 | 48.0039 | 7.7198 | 48.0039 | 7.7199 | 48.0039 | 7.7199 | 48.0039 | 7.7199 | 48.0039
110 | 7.7197 | 48.0039 | 7.7197 | 48.0039 | 7.7197 | 48.0039 | 7.7197 | 48.0038 | 7.7198 | 48.0038 | 7.7198 | 48.0038 | 7.7199 | 48.0038
111 | 7.72 | 48.0041 | 7.72 | 48.0041 | 7.72 | 48.0041 | 7.72 | 48.0041 | 7.72 | 48.0041 | 7.72 | 48.0041 | 7.72 | 48.0041 | 7.72 | 48.0041 | 7.72 | 48.0041 | 7.72 | 48.0041
112 | 7.7201 | 48.0041 | 7.7201 | 48.0041 | 7.7201 | 48.0041 | 7.7201 | 48.0041 | 7.7201 | 48.0041 | 7.7201 | 48.0041 | 7.7201 | 48.004 | 7.7201 | 48.004 | 7.7201 | 48.004 | 7.7201 | 48.004 | 7.72 | 48.004
113 | 7.7202 | 48.0041 | 7.7203 | 48.0041 | 7.7203 | 48.0041 | 7.7203 | 48.0041 | 7.7203 | 48.0041 | 7.7202 | 48.004 | 7.7202 | 48.004 | 7.7202 | 48.004 | 7.7202 | 48.004 | 7.7202 | 48.0039
114 | 7.7203 | 48.0041 | 7.7203 | 48.0041 | 7.7203 | 48.0041 | 7.7203 | 48.0041 | 7.7202 | 48.004 | 7.7202 | 48.004 | 7.7202 | 48.004 | 7.7203 | 48.004 | 7.7203 | 48.004 | 7.7203 | 48.004 | 7.7203 | 48.004 | 7.7202 | 48.004 | 7.7202 | 48.004 | 7.7202 | 48.0039
115 | 7.7203 | 48.0041 | 7.7203 | 48.0041 | 7.7203 | 48.0041 | 7.7203 | 48.0041 | 7.7203 | 48.0041 | 7.7203 | 48.004 | 7.7203 | 48.004 | 7.7203 | 48.004 | 7.7203 | 48.004 | 7.7203 | 48.004 | 7.7203 | 48.004 | 7.7203 | 48.004 | 7.7203 | 48.004 | 7.7203 | 48.004 | 7.7203 | 48.0039 | 7.7203 | 48.0039
116 | 7.7201 | 48.0041 | 7.7201 | 48.0041 | 7.7201 | 48.0041 | 7.7201 | 48.0041 | 7.7201 | 48.0041 | 7.72 | 48.004 | 7.72 | 48.004 | 7.72 | 48.004
117 | 7.72 | 48.0041 | 7.72 | 48.0041 | 7.72 | 48.0041 | 7.7199 | 48.004
118 | 7.7197 | 48.0031 | 7.7197 | 48.0031 | 7.7197 | 48.0031 | 7.7197 | 48.0031 | 7.7197 | 48.0031 | 7.7197 | 48.0031 | 7.7198 | 48.003
119 | 7.7197 | 48.0031 | 7.7197 | 48.0031 | 7.7197 | 48.0031 | 7.7197 | 48.0031 | 7.7197 | 48.0031 | 7.7197 | 48.0031 | 7.7196 | 48.0031 | 7.7195 | 48.0031
120 | 7.7216 | 48.0058 | 7.7217 | 48.0058 | 7.7216 | 48.0057 | 7.7216 | 48.0057 | 7.7215 | 48.0057
121 | 7.7216 | 48.0058 | 7.7217 | 48.0058 | 7.7217 | 48.0059 | 7.7217 | 48.0059 | 7.7217 | 48.0059 | 7.7217 | 48.006
122 | 7.7219 | 48.0054 | 7.7219 | 48.0054
123 | 7.7225 | 48.0042 | 7.7225 | 48.0042 | 7.7225 | 48.0042 | 7.7224 | 48.0041
124 | 7.7216 | 48.0033 | 7.7216 | 48.0033
125 | 7.7216 | 48.0033 | 7.7216 | 48.0033
126 | 7.7223 | 48.0063 | 7.7219 | 48.0065
127 | 7.7223 | 48.0063 | 7.7223 | 48.0063
128 | 7.7208 | 48.0051 | 7.721 | 48.0052
129 | 7.7207 | 48.0049 | 7.7207 | 48.0049 | 7.7208 | 48.0051
130 | 7.7207 | 48.0049 | 7.7207 | 48.0049
131 | 7.7207 | 48.0049 | 7.7207 | 48.0049
132 | 7.7204 | 48.0046 | 7.7204 | 48.0046 | 7.7207 | 48.0049 | 7.7207 | 48.0049
133 | 7.7205 | 48.0042 | 7.7206 | 48.0041
134 | 7.7204 | 48.0046 | 7.7204 | 48.0046 | 7.7204 | 48.0046 | 7.7202 | 48.0043
135 | 7.7204 | 48.0043 | 7.7205 | 48.0042
136 | 7.7202 | 48.0043 | 7.7204 | 48.0043
137 | 7.7225 | 48.0062 | 7.7225 | 48.0062 | 7.7223 | 48.0063 | 7.7223 | 48.0063
138 | 7.7228 | 48.0061 | 7.7225 | 48.0062
139 | 7.7231 | 48.0059 | 7.7229 | 48.006 | 7.7228 | 48.0061
140 | 7.7233 | 48.0057 | 7.7231 | 48.0059
141 | 7.722 | 48.0051 | 7.7217 | 48.0049
142 | 7.7225 | 48.0054 | 7.7225 | 48.0054 | 7.7223 | 48.0053
143 | 7.7223 | 48.0053 | 7.722 | 48.0051
144 | 7.7228 | 48.0055 | 7.7225 | 48.0054
145 | 7.723 | 48.0056 | 7.7228 | 48.0055
146 | 7.7233 | 48.0057 | 7.7232 | 48.0056
147 | 7.7232 | 48.0056 | 7.723 | 48.0056
148 | 7.7211 | 48.0053 | 7.721 | 48.0052
149 | 7.7214 | 48.0054 | 7.7211 | 48.0053
150 | 7.7216 | 48.0059 | 7.7218 | 48.0062
151 | 7.722 | 48.0058 | 7.7216 | 48.0059
152 | 7.7223 | 48.0063 | 7.7223 | 48.0063
153 | 7.7221 | 48.006 | 7.7223 | 48.0063 | 7.7223 | 48.0063
154 | 7.722 | 48.0058 | 7.7221 | 48.006 | 7.7221 | 48.006
155 | 7.7219 | 48.0054 | 7.7216 | 48.0052
156 | 7.7216 | 48.0052 | 7.7218 | 48.0055
157 | 7.7212 | 48.0046 | 7.7212 | 48.0046
158 | 7.7215 | 48.0045 | 7.7215 | 48.0045 | 7.7215 | 48.0045 | 7.7215 | 48.0045 | 7.7214 | 48.0045 | 7.7214 | 48.0046 | 7.7214 | 48.0046
159 | 7.7214 | 48.0046 | 7.7214 | 48.0046 | 7.7213 | 48.0046 | 7.7213 | 48.0046
160 | 7.7213 | 48.0046 | 7.7212 | 48.0046
161 | 7.7202 | 48.0027 | 7.7201 | 48.0026 | 7.7201 | 48.0026 | 7.7201 | 48.0026 | 7.7201 | 48.0025 | 7.7202 | 48.0025 | 7.7202 | 48.0025
162 | 7.7217 | 48.0044 | 7.7217 | 48.0044 | 7.7217 | 48.0044 | 7.7216 | 48.0044 | 7.7216 | 48.0044 | 7.7216 | 48.0043 | 7.7216 | 48.0043 | 7.7215 | 48.0043
163 | 7.7211 | 48.0037 | 7.721 | 48.0036 | 7.7209 | 48.0036 | 7.7209 | 48.0035 | 7.7209 | 48.0035 | 7.7208 | 48.0035
164 | 7.7212 | 48.0039 | 7.7212 | 48.0039 | 7.7212 | 48.0038 | 7.7211 | 48.0038 | 7.7211 | 48.0038 | 7.7211 | 48.0037
165 | 7.7206 | 48.0032 | 7.7206 | 48.0032 | 7.7205 | 48.0031 | 7.7205 | 48.0031 | 7.7205 | 48.003 | 7.7204 | 48.003 | 7.7204 | 48.003 | 7.7204 | 48.0029
166 | 7.7204 | 48.0029 | 7.7204 | 48.0029 | 7.7203 | 48.0028 | 7.7202 | 48.0027 | 7.7202 | 48.0027 | 7.7202 | 48.0027
167 | 7.7215 | 48.0043 | 7.7214 | 48.0041 | 7.7214 | 48.0041 | 7.7213 | 48.0041 | 7.7213 | 48.004 | 7.7213 | 48.004 | 7.7212 | 48.0039 | 7.7212 | 48.0039
168 | 7.7208 | 48.0035 | 7.7207 | 48.0034 | 7.7207 | 48.0033 | 7.7207 | 48.0033 | 7.7206 | 48.0032 | 7.7206 | 48.0032
169 | 7.722 | 48.0044 | 7.7218 | 48.0045 | 7.7218 | 48.0045 | 7.7218 | 48.0045 | 7.7217 | 48.0045 | 7.7217 | 48.0044 | 7.7217 | 48.0044 | 7.7217 | 48.0044 | 7.7217 | 48.0044 | 7.7217 | 48.0044
170 | 7.722 | 48.0044 | 7.722 | 48.0044
171 | 7.7221 | 48.0044 | 7.7221 | 48.0044 | 7.722 | 48.0044
172 | 7.7224 | 48.0042 | 7.7224 | 48.0042 | 7.7221 | 48.0044
173 | 7.7225 | 48.0042 | 7.7225 | 48.0042 | 7.7226 | 48.0042 | 7.7226 | 48.0042 | 7.7226 | 48.0042 | 7.7224 | 48.0042 | 7.7224 | 48.0042
174 | 7.7226 | 48.0042 | 7.7226 | 48.0042 | 7.7226 | 48.0042 | 7.7226 | 48.0042 | 7.7224 | 48.0042 | 7.7224 | 48.0043 | 7.7221 | 48.0044 | 7.7218 | 48.0045 | 7.7218 | 48.0045 | 7.7218 | 48.0045 | 7.7217 | 48.0045 | 7.7217 | 48.0044 | 7.7217 | 48.0044 | 7.7217 | 48.0044 | 7.7217 | 48.0044 | 7.7217 | 48.0044
175 | 7.7229 | 48.0041 | 7.7228 | 48.0041
176 | 7.7228 | 48.0041 | 7.7226 | 48.0042
177 | 7.723 | 48.004 | 7.723 | 48.004
178 | 7.723 | 48.004 | 7.7229 | 48.0041
179 | 7.7227 | 48.0035 | 7.7227 | 48.0035
180 | 7.7226 | 48.0036 | 7.7227 | 48.0035
181 | 7.7224 | 48.0036 | 7.7225 | 48.0036
182 | 7.7222 | 48.0038 | 7.7222 | 48.0037 | 7.7224 | 48.0036
183 | 7.7226 | 48.0036 | 7.7226 | 48.0036
184 | 7.7225 | 48.0036 | 7.7226 | 48.0036
185 | 7.7225 | 48.0036 | 7.7225 | 48.0036
186 | 7.7226 | 48.0036 | 7.7226 | 48.0036
187 | 7.7223 | 48.0039 | 7.7222 | 48.0038 | 7.7222 | 48.0038 | 7.7222 | 48.0038
188 | 7.7224 | 48.0041 | 7.7224 | 48.0041 | 7.7224 | 48.0041 | 7.7223 | 48.0039
189 | 7.7217 | 48.0035 | 7.7217 | 48.0034 | 7.7217 | 48.0034 | 7.7217 | 48.0034
190 | 7.7216 | 48.0034 | 7.7216 | 48.0033
191 | 7.7217 | 48.0034 | 7.7216 | 48.0034
192 | 7.7216 | 48.0033 | 7.7215 | 48.0033 | 7.7215 | 48.0033 | 7.7216 | 48.0032 | 7.7216 | 48.0032 | 7.7216 | 48.0032 | 7.7216 | 48.0032 | 7.7216 | 48.0033 | 7.7216 | 48.0033 | 7.7216 | 48.0033
193 | 7.7222 | 48.0038 | 7.7221 | 48.0037 | 7.7222 | 48.0037 | 7.7222 | 48.0037 | 7.7221 | 48.0037 | 7.7221 | 48.0037 | 7.7221 | 48.0037 | 7.722 | 48.0036
194 | 7.722 | 48.0036 | 7.7219 | 48.0035 | 7.7219 | 48.0035 | 7.7219 | 48.0035 | 7.7218 | 48.0036 | 7.7218 | 48.0036 | 7.7217 | 48.0035
195 | 7.7217 | 48.0032 | 7.7216 | 48.0032 | 7.7216 | 48.0032 | 7.7216 | 48.0033 | 7.7217 | 48.0033 | 7.7217 | 48.0033 | 7.7217 | 48.0033
196 | 7.7219 | 48.0031 | 7.7217 | 48.0032
197 | 7.7223 | 48.003 | 7.7223 | 48.003
198 | 7.7223 | 48.003 | 7.7223 | 48.003
199 | 7.7223 | 48.003 | 7.7222 | 48.003
200 | 7.7222 | 48.003 | 7.7222 | 48.003
201 | 7.7222 | 48.003 | 7.7222 | 48.003
202 | 7.7222 | 48.003 | 7.7221 | 48.003
203 | 7.7221 | 48.003 | 7.722 | 48.0031
204 | 7.722 | 48.0031 | 7.7219 | 48.0031
205 | 7.7217 | 48.0032 | 7.7217 | 48.0032
206 | 7.721 | 48.0046 | 7.7209 | 48.0045 | 7.7209 | 48.0045 | 7.7209 | 48.0045 | 7.7209 | 48.0045 | 7.7209 | 48.0045 | 7.7209 | 48.0045 | 7.7209 | 48.0045 | 7.7209 | 48.0045 | 7.7209 | 48.0045 | 7.721 | 48.0045 | 7.721 | 48.0045
207 | 7.7212 | 48.0047 | 7.7212 | 48.0047 | 7.7212 | 48.0047 | 7.7212 | 48.0047 | 7.7212 | 48.0047 | 7.7212 | 48.0047 | 7.7212 | 48.0047 | 7.7212 | 48.0047 | 7.7212 | 48.0047 | 7.7212 | 48.0047 | 7.7212 | 48.0047 | 7.7212 | 48.0047 | 7.7212 | 48.0047 | 7.7212 | 48.0047 | 7.7212 | 48.0047 | 7.7212 | 48.0047 | 7.7211 | 48.0047 | 7.721 | 48.0046 | 7.721 | 48.0046
208 | 7.722 | 48.0038 | 7.722 | 48.0038 | 7.7219 | 48.0038 | 7.7219 | 48.0038
209 | 7.7222 | 48.0038 | 7.7221 | 48.0038 | 7.7221 | 48.0037 | 7.7221 | 48.0038 | 7.722 | 48.0038
210 | 7.7217 | 48.0034 | 7.7216 | 48.0034
211 | 7.7217 | 48.0035 | 7.7217 | 48.0035
212 | 7.7222 | 48.0038 | 7.7221 | 48.0037 | 7.7222 | 48.0037 | 7.7221 | 48.0037 | 7.7221 | 48.0037 | 7.7221 | 48.0037 | 7.7221 | 48.0037 | 7.7219 | 48.0035 | 7.7219 | 48.0035 | 7.7218 | 48.0036 | 7.7218 | 48.0036 | 7.7217 | 48.0035
213 | 7.7217 | 48.0035 | 7.7217 | 48.0034 | 7.7217 | 48.0034 | 7.7217 | 48.0034
214 | 7.7216 | 48.0034 | 7.7216 | 48.0034
215 | 7.7216 | 48.0034 | 7.7215 | 48.0033 | 7.7215 | 48.0033 | 7.7216 | 48.0032 | 7.7216 | 48.0032 | 7.7216 | 48.0032 | 7.7216 | 48.0032 | 7.7216 | 48.0033 | 7.7216 | 48.0033 | 7.7216 | 48.0033
216 | 7.7223 | 48.0039 | 7.7224 | 48.0041 | 7.7224 | 48.0041 | 7.7224 | 48.0041 | 7.7225 | 48.0042 | 7.7225 | 48.0042 | 7.7225 | 48.0042
217 | 7.7222 | 48.0038 | 7.7223 | 48.0039
218 | 7.7209 | 48.0037 | 7.7209 | 48.0037 | 7.7208 | 48.0036 | 7.7207 | 48.0035
219 | 7.7212 | 48.0041 | 7.7211 | 48.004 | 7.7211 | 48.0039
220 | 7.7211 | 48.0039 | 7.721 | 48.0038 | 7.7209 | 48.0038 | 7.7209 | 48.0037
221 | 7.7209 | 48.0037 | 7.7209 | 48.0037
222 | 7.7215 | 48.0045 | 7.7214 | 48.0044 | 7.7212 | 48.0042 | 7.7212 | 48.0041 | 7.7212 | 48.0041 | 7.7212 | 48.0041
223 | 7.7207 | 48.0035 | 7.7207 | 48.0035
224 | 7.7207 | 48.0035 | 7.7207 | 48.0035
225 | 7.7197 | 48.0039 | 7.7196 | 48.0038 | 7.7196 | 48.0037
226 | 7.7199 | 48.0042 | 7.7199 | 48.0042 | 7.7199 | 48.0042 | 7.7199 | 48.0041 | 7.7199 | 48.0041 | 7.7199 | 48.0041 | 7.7198 | 48.0041 | 7.7198 | 48.0041 | 7.7198 | 48.004
227 | 7.7198 | 48.004 | 7.7198 | 48.004 | 7.7198 | 48.004 | 7.7197 | 48.0039 | 7.7197 | 48.0039 | 7.7197 | 48.0039 | 7.7197 | 48.0039
228 | 7.7203 | 48.0041 | 7.7203 | 48.0041
229 | 7.7199 | 48.0042 | 7.7199 | 48.0042 | 7.7199 | 48.0042 | 7.7199 | 48.0042 | 7.72 | 48.0041 | 7.72 | 48.0041
230 | 7.72 | 48.0041 | 7.72 | 48.0041 | 7.72 | 48.0041 | 7.7201 | 48.0041 | 7.7201 | 48.0041
231 | 7.7203 | 48.0041 | 7.7203 | 48.0041
232 | 7.7201 | 48.0041 | 7.7201 | 48.0041 | 7.7202 | 48.0041 | 7.7202 | 48.0041 | 7.7202 | 48.0041
233 | 7.7202 | 48.0041 | 7.7203 | 48.0041
234 | 7.7201 | 48.0041 | 7.7201 | 48.0041
235 | 7.7204 | 48.0046 | 7.7204 | 48.0046 | 7.7204 | 48.0046 | 7.7204 | 48.0046 | 7.7204 | 48.0046 | 7.7204 | 48.0046 | 7.7204 | 48.0046 | 7.7204 | 48.0046 | 7.7204 | 48.0046 | 7.7204 | 48.0046 | 7.7204 | 48.0046 | 7.7204 | 48.0046 | 7.7204 | 48.0046 | 7.7205 | 48.0048
236 | 7.7204 | 48.0046 | 7.7204 | 48.0046 | 7.7204 | 48.0046 | 7.7204 | 48.0046 | 7.7204 | 48.0046 | 7.7204 | 48.0046 | 7.7204 | 48.0046 | 7.7204 | 48.0046 | 7.7204 | 48.0046 | 7.7204 | 48.0046 | 7.7204 | 48.0046 | 7.7204 | 48.0046 | 7.7204 | 48.0046 | 7.7204 | 48.0046 | 7.7204 | 48.0046 | 7.7204 | 48.0046 | 7.7204 | 48.0046 | 7.7204 | 48.0046 | 7.7204 | 48.0046 | 7.7204 | 48.0046 | 7.7204 | 48.0046
237 | 7.7197 | 48.0031 | 7.7197 | 48.0031
238 | 7.7197 | 48.0031 | 7.7197 | 48.0031
239 | 7.7202 | 48.0029 | 7.7202 | 48.0029 | 7.7202 | 48.0029 | 7.7201 | 48.0029 | 7.7201 | 48.0029 | 7.72 | 48.0029 | 7.72 | 48.0029 | 7.7199 | 48.0029 | 7.7198 | 48.0029 | 7.7198 | 48.003 | 7.7197 | 48.003 | 7.7197 | 48.003 | 7.7197 | 48.003 | 7.7197 | 48.003 | 7.7197 | 48.003 | 7.7197 | 48.003 | 7.7197 | 48.003 | 7.7197 | 48.0031
240 | 7.7202 | 48.0029 | 7.7202 | 48.0029
241 | 7.7204 | 48.0032 | 7.7204 | 48.0031 | 7.7203 | 48.0031 | 7.7203 | 48.0031
242 | 7.7207 | 48.0035 | 7.7207 | 48.0035 | 7.7207 | 48.0035
243 | 7.7203 | 48.0031 | 7.7203 | 48.003 | 7.7203 | 48.003 | 7.7203 | 48.003 | 7.7202 | 48.0029
244 | 7.7207 | 48.0035 | 7.7205 | 48.0033
245 | 7.7205 | 48.0033 | 7.7205 | 48.0032 | 7.7205 | 48.0032 | 7.7204 | 48.0032
246 | 7.72 | 48.0026 | 7.72 | 48.0026 | 7.72 | 48.0026 | 7.7201 | 48.0026 | 7.7201 | 48.0025 | 7.7201 | 48.0025
247 | 7.7202 | 48.0028 | 7.7202 | 48.0028 | 7.7201 | 48.0028 | 7.7201 | 48.0027 | 7.7201 | 48.0027 | 7.7201 | 48.0027
248 | 7.7201 | 48.0027 | 7.7201 | 48.0026 | 7.7201 | 48.0026 | 7.7201 | 48.0026 | 7.72 | 48.0026
249 | 7.7202 | 48.0029 | 7.7202 | 48.0029 | 7.7202 | 48.0028 | 7.7202 | 48.0028
250 | 7.7234 | 48.0058 | 7.7234 | 48.0058 | 7.7233 | 48.0057
251 | 7.7237 | 48.0059 | 7.7234 | 48.0058
252 | 7.7226 | 48.0035 | 7.7226 | 48.0034
253 | 7.7226 | 48.0036 | 7.7226 | 48.0035
254 | 7.7213 | 48.0052 | 7.721 | 48.0052
255 | 7.7216 | 48.0052 | 7.7213 | 48.0052

## bus_geodata
idx | x0 | y0 | x | y
0 | 7.7202 | 48.0025 | 7.7202 | 48.0025
1 | 7.7202 | 48.0025 | 7.7202 | 48.0025
2 | 7.7217 | 48.0044 | 7.7217 | 48.0044
3 | 7.7217 | 48.0044 | 7.7217 | 48.0044
4 | 7.7217 | 48.0044 | 7.7217 | 48.0044
5 | 7.7217 | 48.0044 | 7.7217 | 48.0044
6 | 7.7217 | 48.0044 | 7.7217 | 48.0044
7 | 7.7217 | 48.0044 | 7.7217 | 48.0044
8 | 7.7217 | 48.0044 | 7.7217 | 48.0044
9 | 7.7217 | 48.0044 | 7.7217 | 48.0044
10 | 7.7217 | 48.0044 | 7.7217 | 48.0044
166 | 7.7217 | 48.0044 | 7.7217 | 48.0044
167 | 7.7216 | 48.0033 | 7.7216 | 48.0033
168 | 7.7206 | 48.0048 | 7.7206 | 48.0048
169 | 7.7217 | 48.0044 | 7.7217 | 48.0044
170 | 7.7206 | 48.0048 | 7.7206 | 48.0048
171 | 7.7206 | 48.0048 | 7.7206 | 48.0048
172 | 7.7216 | 48.0033 | 7.7216 | 48.0033
173 | 7.7206 | 48.0048 | 7.7206 | 48.0048
174 | 7.7216 | 48.0033 | 7.7216 | 48.0033
175 | 7.7206 | 48.0048 | 7.7206 | 48.0048
176 | 7.7206 | 48.0048 | 7.7206 | 48.0048
177 | 7.7216 | 48.0033 | 7.7216 | 48.0033
178 | 7.7206 | 48.0048 | 7.7206 | 48.0048
179 | 7.7207 | 48.0049 | 7.7207 | 48.0049
180 | 7.7207 | 48.0049 | 7.7207 | 48.0049
181 | 7.7223 | 48.0063 | 7.7223 | 48.0063
182 | 7.7223 | 48.0063 | 7.7223 | 48.0063
275 | 7.7217 | 48.0044 | 7.7217 | 48.0044
276 | 7.7217 | 48.0044 | 7.7217 | 48.0044
277 | 7.7217 | 48.0044 | 7.7217 | 48.0044
278 | 7.7217 | 48.0044 | 7.7217 | 48.0044
279 | 7.7202 | 48.0025 | 7.7202 | 48.0025
280 | 7.7202 | 48.0025 | 7.7202 | 48.0025
288 | 7.7202 | 48.0025 | 7.7202 | 48.0025
289 | 7.7202 | 48.0025 | 7.7202 | 48.0025
290 | 7.7202 | 48.0025 | 7.7202 | 48.0025
291 | 7.7202 | 48.0025 | 7.7202 | 48.0025
294 | 7.7216 | 48.0033 | 7.7216 | 48.0033
295 | 7.7216 | 48.0033 | 7.7216 | 48.0033
11 | 7.7215 | 48.0045 | 7.7215 | 48.0045
12 | 7.7215 | 48.0045 | 7.7215 | 48.0045
13 | 7.7212 | 48.0046 | 7.7212 | 48.0046
14 | 7.7212 | 48.0048 | 7.7212 | 48.0048
15 | 7.7201 | 48.0025 | 7.7201 | 48.0025
16 | 7.7225 | 48.0042 | 7.7225 | 48.0042
17 | 7.7225 | 48.0042 | 7.7225 | 48.0042
18 | 7.723 | 48.004 | 7.723 | 48.004
19 | 7.7224 | 48.0041 | 7.7224 | 48.0041
20 | 7.7222 | 48.0038 | 7.7222 | 48.0038
21 | 7.7223 | 48.003 | 7.7223 | 48.003
22 | 7.7227 | 48.0035 | 7.7227 | 48.0035
23 | 7.7212 | 48.0047 | 7.7212 | 48.0047
24 | 7.721 | 48.0045 | 7.721 | 48.0045
25 | 7.7222 | 48.0038 | 7.7222 | 48.0038
26 | 7.7219 | 48.0038 | 7.7219 | 48.0038
27 | 7.7207 | 48.0035 | 7.7207 | 48.0035
28 | 7.7207 | 48.0035 | 7.7207 | 48.0035
29 | 7.7196 | 48.0037 | 7.7196 | 48.0037
30 | 7.7196 | 48.0037 | 7.7196 | 48.0037
31 | 7.7199 | 48.0042 | 7.7199 | 48.0042
32 | 7.7203 | 48.0041 | 7.7203 | 48.0041
33 | 7.7205 | 48.0048 | 7.7205 | 48.0048
34 | 7.7205 | 48.0048 | 7.7205 | 48.0048
35 | 7.7206 | 48.0049 | 7.7206 | 48.0049
36 | 7.7207 | 48.0052 | 7.7207 | 48.0052
37 | 7.7202 | 48.0029 | 7.7202 | 48.0029
38 | 7.7197 | 48.0031 | 7.7197 | 48.0031
39 | 7.7221 | 48.006 | 7.7221 | 48.006
40 | 7.7216 | 48.0059 | 7.7216 | 48.0059
41 | 7.7213 | 48.0052 | 7.7213 | 48.0052
42 | 7.7211 | 48.0053 | 7.7211 | 48.0053
43 | 7.722 | 48.0051 | 7.722 | 48.0051
44 | 7.7223 | 48.0053 | 7.7223 | 48.0053
45 | 7.7208 | 48.0051 | 7.7208 | 48.0051
46 | 7.7204 | 48.0043 | 7.7204 | 48.0043
47 | 7.7205 | 48.0042 | 7.7205 | 48.0042
48 | 7.7228 | 48.0061 | 7.7228 | 48.0061
49 | 7.7225 | 48.0062 | 7.7225 | 48.0062
50 | 7.7225 | 48.0054 | 7.7225 | 48.0054
51 | 7.7228 | 48.0055 | 7.7228 | 48.0055
52 | 7.723 | 48.0056 | 7.723 | 48.0056
53 | 7.7232 | 48.0056 | 7.7232 | 48.0056
54 | 7.7231 | 48.0059 | 7.7231 | 48.0059
55 | 7.7223 | 48.0063 | 7.7223 | 48.0063
56 | 7.7207 | 48.0049 | 7.7207 | 48.0049
57 | 7.7202 | 48.0043 | 7.7202 | 48.0043
58 | 7.7204 | 48.0046 | 7.7204 | 48.0046
59 | 7.7204 | 48.0046 | 7.7204 | 48.0046
60 | 7.7218 | 48.0062 | 7.7218 | 48.0062
61 | 7.7233 | 48.0057 | 7.7233 | 48.0057
62 | 7.7219 | 48.0065 | 7.7219 | 48.0065
63 | 7.7223 | 48.0063 | 7.7223 | 48.0063
64 | 7.7207 | 48.0049 | 7.7207 | 48.0049
65 | 7.7219 | 48.0054 | 7.7219 | 48.0054
66 | 7.721 | 48.0052 | 7.721 | 48.0052
67 | 7.7217 | 48.0049 | 7.7217 | 48.0049
68 | 7.7219 | 48.0057 | 7.7219 | 48.0057
69 | 7.7217 | 48.0044 | 7.7217 | 48.0044
70 | 7.7206 | 48.0041 | 7.7206 | 48.0041
71 | 7.7237 | 48.0059 | 7.7237 | 48.0059
72 | 7.7222 | 48.0055 | 7.7222 | 48.0055
73 | 7.7226 | 48.0057 | 7.7226 | 48.0057
74 | 7.7214 | 48.0054 | 7.7214 | 48.0054
75 | 7.722 | 48.0058 | 7.722 | 48.0058
76 | 7.7216 | 48.0058 | 7.7216 | 48.0058
77 | 7.7222 | 48.0055 | 7.7222 | 48.0055
78 | 7.7206 | 48.0045 | 7.7206 | 48.0045
79 | 7.7209 | 48.0039 | 7.7209 | 48.0039
80 | 7.721 | 48.0041 | 7.721 | 48.0041
81 | 7.7213 | 48.0045 | 7.7213 | 48.0045
82 | 7.7213 | 48.0045 | 7.7213 | 48.0045
83 | 7.7212 | 48.0045 | 7.7212 | 48.0045
84 | 7.7201 | 48.003 | 7.7201 | 48.003
85 | 7.7203 | 48.0032 | 7.7203 | 48.0032
86 | 7.7204 | 48.0035 | 7.7204 | 48.0035
87 | 7.7206 | 48.0037 | 7.7206 | 48.0037
88 | 7.7207 | 48.0037 | 7.7207 | 48.0037
89 | 7.7201 | 48.0037 | 7.7201 | 48.0037
90 | 7.7199 | 48.0026 | 7.7199 | 48.0026
91 | 7.7226 | 48.0057 | 7.7226 | 48.0057
92 | 7.7202 | 48.0034 | 7.7202 | 48.0034
93 | 7.72 | 48.0028 | 7.72 | 48.0028
94 | 7.72 | 48.0028 | 7.72 | 48.0028
95 | 7.7221 | 48.0029 | 7.7221 | 48.0029
96 | 7.7226 | 48.0031 | 7.7226 | 48.0031
97 | 7.7224 | 48.0034 | 7.7224 | 48.0034
98 | 7.7224 | 48.0032 | 7.7224 | 48.0032
99 | 7.7228 | 48.0034 | 7.7228 | 48.0034
100 | 7.7221 | 48.0029 | 7.7221 | 48.0029
101 | 7.7219 | 48.0037 | 7.7219 | 48.0037
102 | 7.7216 | 48.0042 | 7.7216 | 48.0042
103 | 7.7214 | 48.0039 | 7.7214 | 48.0039
104 | 7.7212 | 48.0037 | 7.7212 | 48.0037
105 | 7.7223 | 48.0033 | 7.7223 | 48.0033
106 | 7.7225 | 48.0034 | 7.7225 | 48.0034
107 | 7.7223 | 48.0042 | 7.7223 | 48.0042
108 | 7.7208 | 48.0032 | 7.7208 | 48.0032
109 | 7.7205 | 48.0029 | 7.7205 | 48.0029
110 | 7.7221 | 48.0035 | 7.7221 | 48.0035
111 | 7.7205 | 48.0025 | 7.7205 | 48.0025
112 | 7.7228 | 48.004 | 7.7228 | 48.004
113 | 7.7227 | 48.004 | 7.7227 | 48.004
114 | 7.7226 | 48.0041 | 7.7226 | 48.0041
115 | 7.7224 | 48.0038 | 7.7224 | 48.0038
116 | 7.7229 | 48.0039 | 7.7229 | 48.0039
117 | 7.7223 | 48.0028 | 7.7223 | 48.0028
118 | 7.72 | 48.0032 | 7.72 | 48.0032
119 | 7.7226 | 48.0037 | 7.7226 | 48.0037
120 | 7.7227 | 48.0037 | 7.7227 | 48.0037
121 | 7.7205 | 48.0025 | 7.7205 | 48.0025
122 | 7.7204 | 48.0025 | 7.7204 | 48.0025
123 | 7.722 | 48.0034 | 7.722 | 48.0034
124 | 7.7219 | 48.0033 | 7.7219 | 48.0033
125 | 7.7219 | 48.0033 | 7.7219 | 48.0033
126 | 7.7219 | 48.0033 | 7.7219 | 48.0033
127 | 7.7216 | 48.0031 | 7.7216 | 48.0031
128 | 7.7217 | 48.0031 | 7.7217 | 48.0031
129 | 7.7225 | 48.0038 | 7.7225 | 48.0038
130 | 7.7219 | 48.0044 | 7.7219 | 48.0044
131 | 7.7221 | 48.0043 | 7.7221 | 48.0043
132 | 7.7219 | 48.0043 | 7.7219 | 48.0043
133 | 7.7219 | 48.0037 | 7.7219 | 48.0037
134 | 7.7218 | 48.003 | 7.7218 | 48.003
135 | 7.7219 | 48.003 | 7.7219 | 48.003
136 | 7.722 | 48.004 | 7.722 | 48.004
137 | 7.7219 | 48.004 | 7.7219 | 48.004
138 | 7.7221 | 48.004 | 7.7221 | 48.004
139 | 7.7221 | 48.0039 | 7.7221 | 48.0039
140 | 7.7221 | 48.0035 | 7.7221 | 48.0035
141 | 7.7221 | 48.0035 | 7.7221 | 48.0035
142 | 7.7222 | 48.0036 | 7.7222 | 48.0036
143 | 7.7222 | 48.0036 | 7.7222 | 48.0036
144 | 7.7227 | 48.0032 | 7.7227 | 48.0032
145 | 7.7215 | 48.0034 | 7.7215 | 48.0034
146 | 7.7215 | 48.0034 | 7.7215 | 48.0034
147 | 7.7216 | 48.0035 | 7.7216 | 48.0035
148 | 7.7216 | 48.0035 | 7.7216 | 48.0035
149 | 7.7216 | 48.0035 | 7.7216 | 48.0035
150 | 7.7207 | 48.0046 | 7.7207 | 48.0046
151 | 7.721 | 48.0044 | 7.721 | 48.0044
152 | 7.7212 | 48.0044 | 7.7212 | 48.0044
153 | 7.721 | 48.0034 | 7.721 | 48.0034
154 | 7.7199 | 48.0038 | 7.7199 | 48.0038
155 | 7.7202 | 48.0039 | 7.7202 | 48.0039
156 | 7.7202 | 48.0039 | 7.7202 | 48.0039
157 | 7.7203 | 48.0039 | 7.7203 | 48.0039
158 | 7.72 | 48.004 | 7.72 | 48.004
159 | 7.72 | 48.004 | 7.72 | 48.004
160 | 7.7199 | 48.004 | 7.7199 | 48.004
161 | 7.7198 | 48.003 | 7.7198 | 48.003
162 | 7.7195 | 48.0031 | 7.7195 | 48.0031
163 | 7.7215 | 48.0057 | 7.7215 | 48.0057
164 | 7.7217 | 48.006 | 7.7217 | 48.006
165 | 7.7219 | 48.0054 | 7.7219 | 48.0054
183 | 7.7211 | 48.0039 | 7.7211 | 48.0039
184 | 7.7214 | 48.0046 | 7.7214 | 48.0046
185 | 7.7213 | 48.0046 | 7.7213 | 48.0046
186 | 7.7212 | 48.0046 | 7.7212 | 48.0046
187 | 7.7204 | 48.0046 | 7.7204 | 48.0046
188 | 7.7212 | 48.0041 | 7.7212 | 48.0041
189 | 7.721 | 48.0039 | 7.721 | 48.0039
190 | 7.7202 | 48.0029 | 7.7202 | 48.0029
191 | 7.7209 | 48.0037 | 7.7209 | 48.0037
192 | 7.7209 | 48.0037 | 7.7209 | 48.0037
193 | 7.7207 | 48.0035 | 7.7207 | 48.0035
194 | 7.7203 | 48.0031 | 7.7203 | 48.0031
195 | 7.7204 | 48.0032 | 7.7204 | 48.0032
196 | 7.7201 | 48.0027 | 7.7201 | 48.0027
197 | 7.72 | 48.0026 | 7.72 | 48.0026
198 | 7.7205 | 48.0033 | 7.7205 | 48.0033
199 | 7.7202 | 48.0028 | 7.7202 | 48.0028
200 | 7.721 | 48.0037 | 7.721 | 48.0037
201 | 7.7201 | 48.0027 | 7.7201 | 48.0027
202 | 7.7227 | 48.0035 | 7.7227 | 48.0035
203 | 7.7222 | 48.003 | 7.7222 | 48.003
204 | 7.7223 | 48.003 | 7.7223 | 48.003
205 | 7.7226 | 48.0036 | 7.7226 | 48.0036
206 | 7.7222 | 48.003 | 7.7222 | 48.003
207 | 7.7227 | 48.0034 | 7.7227 | 48.0034
208 | 7.7222 | 48.003 | 7.7222 | 48.003
209 | 7.7215 | 48.0043 | 7.7215 | 48.0043
210 | 7.7212 | 48.0039 | 7.7212 | 48.0039
211 | 7.7211 | 48.0037 | 7.7211 | 48.0037
212 | 7.7221 | 48.003 | 7.7221 | 48.003
213 | 7.7226 | 48.0036 | 7.7226 | 48.0036
214 | 7.7224 | 48.0042 | 7.7224 | 48.0042
215 | 7.7206 | 48.0032 | 7.7206 | 48.0032
216 | 7.7204 | 48.0029 | 7.7204 | 48.0029
217 | 7.7228 | 48.0041 | 7.7228 | 48.0041
218 | 7.722 | 48.0036 | 7.722 | 48.0036
219 | 7.7202 | 48.0027 | 7.7202 | 48.0027
220 | 7.7229 | 48.0041 | 7.7229 | 48.0041
221 | 7.7227 | 48.0041 | 7.7227 | 48.0041
222 | 7.7226 | 48.0042 | 7.7226 | 48.0042
223 | 7.7217 | 48.0032 | 7.7217 | 48.0032
224 | 7.7223 | 48.0039 | 7.7223 | 48.0039
225 | 7.723 | 48.004 | 7.723 | 48.004
226 | 7.7224 | 48.0036 | 7.7224 | 48.0036
227 | 7.7223 | 48.003 | 7.7223 | 48.003
228 | 7.72 | 48.0032 | 7.72 | 48.0032
229 | 7.7225 | 48.0036 | 7.7225 | 48.0036
230 | 7.7225 | 48.0036 | 7.7225 | 48.0036
231 | 7.7217 | 48.0035 | 7.7217 | 48.0035
232 | 7.7217 | 48.0034 | 7.7217 | 48.0034
233 | 7.7216 | 48.0034 | 7.7216 | 48.0034
234 | 7.7216 | 48.0033 | 7.7216 | 48.0033
235 | 7.7217 | 48.0032 | 7.7217 | 48.0032
236 | 7.7217 | 48.0032 | 7.7217 | 48.0032
237 | 7.7224 | 48.0037 | 7.7224 | 48.0037
238 | 7.722 | 48.0044 | 7.722 | 48.0044
239 | 7.7226 | 48.0036 | 7.7226 | 48.0036
240 | 7.7226 | 48.0035 | 7.7226 | 48.0035
241 | 7.7221 | 48.0044 | 7.7221 | 48.0044
242 | 7.722 | 48.0044 | 7.722 | 48.0044
243 | 7.7219 | 48.0031 | 7.7219 | 48.0031
244 | 7.722 | 48.0031 | 7.722 | 48.0031
245 | 7.7223 | 48.0039 | 7.7223 | 48.0039
246 | 7.7226 | 48.0034 | 7.7226 | 48.0034
247 | 7.7216 | 48.0034 | 7.7216 | 48.0034
248 | 7.7216 | 48.0034 | 7.7216 | 48.0034
249 | 7.7217 | 48.0034 | 7.7217 | 48.0034
250 | 7.7217 | 48.0035 | 7.7217 | 48.0035
251 | 7.7217 | 48.0035 | 7.7217 | 48.0035
252 | 7.721 | 48.0046 | 7.721 | 48.0046
253 | 7.7207 | 48.0035 | 7.7207 | 48.0035
254 | 7.7207 | 48.0035 | 7.7207 | 48.0035
255 | 7.7208 | 48.0035 | 7.7208 | 48.0035
256 | 7.722 | 48.0038 | 7.722 | 48.0038
257 | 7.7218 | 48.0038 | 7.7218 | 48.0038
258 | 7.7198 | 48.004 | 7.7198 | 48.004
259 | 7.7199 | 48.0039 | 7.7199 | 48.0039
260 | 7.7197 | 48.0039 | 7.7197 | 48.0039
261 | 7.72 | 48.0041 | 7.72 | 48.0041
262 | 7.7202 | 48.0041 | 7.7202 | 48.0041
263 | 7.7203 | 48.0041 | 7.7203 | 48.0041
264 | 7.7203 | 48.0041 | 7.7203 | 48.0041
265 | 7.7201 | 48.0041 | 7.7201 | 48.0041
266 | 7.7201 | 48.0041 | 7.7201 | 48.0041
267 | 7.72 | 48.0041 | 7.72 | 48.0041
268 | 7.7197 | 48.0031 | 7.7197 | 48.0031
269 | 7.7197 | 48.0031 | 7.7197 | 48.0031
270 | 7.7234 | 48.0058 | 7.7234 | 48.0058
271 | 7.7218 | 48.0055 | 7.7218 | 48.0055
272 | 7.7216 | 48.0052 | 7.7216 | 48.0052
273 | 7.7216 | 48.0033 | 7.7216 | 48.0033
274 | 7.7216 | 48.0033 | 7.7216 | 48.0033

## line_std_types
| c_nf_per_km | r_ohm_per_km | x_ohm_per_km | max_i_ka | type | q_mm2 | alpha
NAYY 4x50 SE | 210 | 0.642 | 0.083 | 0.142 | cs | 50 | 0.00403
NAYY 4x120 SE | 264 | 0.225 | 0.08 | 0.242 | cs | 120 | 0.00403
NAYY 4x150 SE | 261 | 0.208 | 0.08 | 0.27 | cs | 150 | 0.00403
NA2XS2Y 1x95 RM/25 12/20 kV | 216 | 0.313 | 0.132 | 0.252 | cs | 95 | 0.00403
NA2XS2Y 1x185 RM/25 12/20 kV | 273 | 0.161 | 0.117 | 0.362 | cs | 185 | 0.00403
NA2XS2Y 1x240 RM/25 12/20 kV | 304 | 0.122 | 0.112 | 0.421 | cs | 240 | 0.00403
NA2XS2Y 1x95 RM/25 6/10 kV | 315 | 0.313 | 0.123 | 0.249 | cs | 95 | 0.00403
NA2XS2Y 1x185 RM/25 6/10 kV | 406 | 0.161 | 0.11 | 0.358 | cs | 185 | 0.00403
NA2XS2Y 1x240 RM/25 6/10 kV | 456 | 0.122 | 0.105 | 0.416 | cs | 240 | 0.00403
NA2XS2Y 1x150 RM/25 12/20 kV | 250 | 0.206 | 0.116 | 0.319 | cs | 150 | 0.00403
NA2XS2Y 1x120 RM/25 12/20 kV | 230 | 0.253 | 0.119 | 0.283 | cs | 120 | 0.00403
NA2XS2Y 1x70 RM/25 12/20 kV | 190 | 0.443 | 0.132 | 0.22 | cs | 70 | 0.00403
NA2XS2Y 1x150 RM/25 6/10 kV | 360 | 0.206 | 0.11 | 0.315 | cs | 150 | 0.00403
NA2XS2Y 1x120 RM/25 6/10 kV | 340 | 0.253 | 0.113 | 0.28 | cs | 120 | 0.00403
NA2XS2Y 1x70 RM/25 6/10 kV | 280 | 0.443 | 0.123 | 0.217 | cs | 70 | 0.00403
N2XS(FL)2Y 1x120 RM/35 64/110 kV | 112 | 0.153 | 0.166 | 0.366 | cs | 120 | 0.00393
N2XS(FL)2Y 1x185 RM/35 64/110 kV | 125 | 0.099 | 0.156 | 0.457 | cs | 185 | 0.00393
N2XS(FL)2Y 1x240 RM/35 64/110 kV | 135 | 0.075 | 0.149 | 0.526 | cs | 240 | 0.00393
N2XS(FL)2Y 1x300 RM/35 64/110 kV | 144 | 0.06 | 0.144 | 0.588 | cs | 300 | 0.00393
15-AL1/3-ST1A 0.4 | 11 | 1.8769 | 0.35 | 0.105 | ol | 16 | 0.00403
24-AL1/4-ST1A 0.4 | 11.25 | 1.2012 | 0.335 | 0.14 | ol | 24 | 0.00403
48-AL1/8-ST1A 0.4 | 12.2 | 0.5939 | 0.3 | 0.21 | ol | 48 | 0.00403
94-AL1/15-ST1A 0.4 | 13.2 | 0.306 | 0.29 | 0.35 | ol | 94 | 0.00403
34-AL1/6-ST1A 10.0 | 9.7 | 0.8342 | 0.36 | 0.17 | ol | 34 | 0.00403
48-AL1/8-ST1A 10.0 | 10.1 | 0.5939 | 0.35 | 0.21 | ol | 48 | 0.00403
70-AL1/11-ST1A 10.0 | 10.4 | 0.4132 | 0.339 | 0.29 | ol | 70 | 0.00403
94-AL1/15-ST1A 10.0 | 10.75 | 0.306 | 0.33 | 0.35 | ol | 94 | 0.00403
122-AL1/20-ST1A 10.0 | 11.1 | 0.2376 | 0.323 | 0.41 | ol | 122 | 0.00403
149-AL1/24-ST1A 10.0 | 11.25 | 0.194 | 0.315 | 0.47 | ol | 149 | 0.00403
34-AL1/6-ST1A 20.0 | 9.15 | 0.8342 | 0.382 | 0.17 | ol | 34 | 0.00403
48-AL1/8-ST1A 20.0 | 9.5 | 0.5939 | 0.372 | 0.21 | ol | 48 | 0.00403
70-AL1/11-ST1A 20.0 | 9.7 | 0.4132 | 0.36 | 0.29 | ol | 70 | 0.00403
94-AL1/15-ST1A 20.0 | 10 | 0.306 | 0.35 | 0.35 | ol | 94 | 0.00403
122-AL1/20-ST1A 20.0 | 10.3 | 0.2376 | 0.344 | 0.41 | ol | 122 | 0.00403
149-AL1/24-ST1A 20.0 | 10.5 | 0.194 | 0.337 | 0.47 | ol | 149 | 0.00403
184-AL1/30-ST1A 20.0 | 10.75 | 0.1571 | 0.33 | 0.535 | ol | 184 | 0.00403
243-AL1/39-ST1A 20.0 | 11 | 0.1188 | 0.32 | 0.645 | ol | 243 | 0.00403
48-AL1/8-ST1A 110.0 | 8 | 0.5939 | 0.46 | 0.21 | ol | 48 | 0.00403
70-AL1/11-ST1A 110.0 | 8.4 | 0.4132 | 0.45 | 0.29 | ol | 70 | 0.00403
94-AL1/15-ST1A 110.0 | 8.65 | 0.306 | 0.44 | 0.35 | ol | 94 | 0.00403
122-AL1/20-ST1A 110.0 | 8.5 | 0.2376 | 0.43 | 0.41 | ol | 122 | 0.00403
149-AL1/24-ST1A 110.0 | 8.75 | 0.194 | 0.41 | 0.47 | ol | 149 | 0.00403
184-AL1/30-ST1A 110.0 | 8.8 | 0.1571 | 0.4 | 0.535 | ol | 184 | 0.00403
243-AL1/39-ST1A 110.0 | 9 | 0.1188 | 0.39 | 0.645 | ol | 243 | 0.00403
305-AL1/39-ST1A 110.0 | 9.2 | 0.0949 | 0.38 | 0.74 | ol | 305 | 0.00403
490-AL1/64-ST1A 110.0 | 9.75 | 0.059 | 0.37 | 0.96 | ol | 490 | 0.00403
679-AL1/86-ST1A 110.0 | 9.95 | 0.042 | 0.36 | 1.15 | ol | 679 | 0.00403
490-AL1/64-ST1A 220.0 | 10 | 0.059 | 0.285 | 0.96 | ol | 490 | 0.00403
679-AL1/86-ST1A 220.0 | 11.7 | 0.042 | 0.275 | 1.15 | ol | 679 | 0.00403
490-AL1/64-ST1A 380.0 | 11 | 0.059 | 0.253 | 0.96 | ol | 490 | 0.00403
679-AL1/86-ST1A 380.0 | 14.6 | 0.042 | 0.25 | 1.15 | ol | 679 | 0.00403

## trafo_std_types
| i0_percent | pfe_kw | vkr_percent | sn_mva | vn_lv_kv | vn_hv_kv | vk_percent | shift_degree | vector_group | tap_side | tap_neutral | tap_min | tap_max | tap_step_degree | tap_step_percent | tap_phase_shifter
160 MVA 380/110 kV | 0.06 | 60 | 0.25 | 160 | 110 | 380 | 12.2 | 0 | Yy0 | hv | 0 | -9 | 9 | 0 | 1.5 | FALSE
100 MVA 220/110 kV | 0.06 | 55 | 0.26 | 100 | 110 | 220 | 12 | 0 | Yy0 | hv | 0 | -9 | 9 | 0 | 1.5 | FALSE
63 MVA 110/20 kV | 0.04 | 22 | 0.32 | 63 | 20 | 110 | 18 | 150 | YNd5 | hv | 0 | -9 | 9 | 0 | 1.5 | FALSE
40 MVA 110/20 kV | 0.05 | 18 | 0.34 | 40 | 20 | 110 | 16.2 | 150 | YNd5 | hv | 0 | -9 | 9 | 0 | 1.5 | FALSE
25 MVA 110/20 kV | 0.07 | 14 | 0.41 | 25 | 20 | 110 | 12 | 150 | YNd5 | hv | 0 | -9 | 9 | 0 | 1.5 | FALSE
63 MVA 110/10 kV | 0.04 | 22 | 0.32 | 63 | 10 | 110 | 18 | 150 | YNd5 | hv | 0 | -9 | 9 | 0 | 1.5 | FALSE
40 MVA 110/10 kV | 0.05 | 18 | 0.34 | 40 | 10 | 110 | 16.2 | 150 | YNd5 | hv | 0 | -9 | 9 | 0 | 1.5 | FALSE
25 MVA 110/10 kV | 0.07 | 14 | 0.41 | 25 | 10 | 110 | 12 | 150 | YNd5 | hv | 0 | -9 | 9 | 0 | 1.5 | FALSE
0.25 MVA 20/0.4 kV | 0.32 | 0.8 | 1.44 | 0.25 | 0.4 | 20 | 6 | 150 | Yzn5 | hv | 0 | -2 | 2 | 0 | 2.5 | FALSE
0.4 MVA 20/0.4 kV | 0.3375 | 1.35 | 1.425 | 0.4 | 0.4 | 20 | 6 | 150 | Dyn5 | hv | 0 | -2 | 2 | 0 | 2.5 | FALSE
0.63 MVA 20/0.4 kV | 0.2619 | 1.65 | 1.206 | 0.63 | 0.4 | 20 | 6 | 150 | Dyn5 | hv | 0 | -2 | 2 | 0 | 2.5 | FALSE
0.25 MVA 10/0.4 kV | 0.24 | 0.6 | 1.2 | 0.25 | 0.4 | 10 | 4 | 150 | Dyn5 | hv | 0 | -2 | 2 | 0 | 2.5 | FALSE
0.4 MVA 10/0.4 kV | 0.2375 | 0.95 | 1.325 | 0.4 | 0.4 | 10 | 4 | 150 | Dyn5 | hv | 0 | -2 | 2 | 0 | 2.5 | FALSE
0.63 MVA 10/0.4 kV | 0.1873 | 1.18 | 1.0794 | 0.63 | 0.4 | 10 | 4 | 150 | Dyn5 | hv | 0 | -2 | 2 | 0 | 2.5 | FALSE

## trafo3w_std_types
| sn_hv_mva | sn_mv_mva | sn_lv_mva | vn_hv_kv | vn_mv_kv | vn_lv_kv | vk_hv_percent | vk_mv_percent | vk_lv_percent | vkr_hv_percent | vkr_mv_percent | vkr_lv_percent | pfe_kw | i0_percent | shift_mv_degree | shift_lv_degree | vector_group | tap_side | tap_neutral | tap_min | tap_max | tap_step_percent
63/25/38 MVA 110/20/10 kV | 63 | 25 | 38 | 110 | 20 | 10 | 10.4 | 10.4 | 10.4 | 0.28 | 0.32 | 0.35 | 35 | 0.89 | 0 | 0 | YN0yn0yn0 | hv | 0 | -10 | 10 | 1.2
63/25/38 MVA 110/10/10 kV | 63 | 25 | 38 | 110 | 10 | 10 | 10.4 | 10.4 | 10.4 | 0.28 | 0.32 | 0.35 | 35 | 0.89 | 0 | 0 | YN0yn0yn0 | hv | 0 | -10 | 10 | 1.2

## res_bus
| vm_pu | va_degree | p_mw | q_mvar
0 | 0.96995 | -2.6457 | 0 | 0
1 | 0.9582 | -2.8439 | 0 | 0
2 | 0.97732 | -2.58 | 0 | 0
3 | 0.97732 | -2.58 | 0 | 0
4 | 0.97732 | -2.58 | 0 | 0
5 | 0.97732 | -2.58 | 0 | 0
6 | 0.97732 | -2.58 | 0 | 0
7 | 0.97732 | -2.58 | 0 | 0
8 | 0.97732 | -2.58 | 0 | 0
9 | 0.97732 | -2.58 | 0 | 0
10 | 0.97732 | -2.58 | 0 | 0
11 | 0.97607 | -2.5947 | 0 | 0
12 | 0.97601 | -2.5952 | 0 | 0
13 | 0.97581 | -2.5977 | 0 | 0
14 | 0.97732 | -2.58 | 0 | 0
15 | 0.96995 | -2.6457 | 0 | 0
16 | 0.96986 | -2.682 | 0 | 0
17 | 0.971 | -2.6663 | 0 | 0
18 | 0.97266 | -2.6441 | 0 | 0
19 | 0.96872 | -2.6977 | 0 | 0
20 | 0.9651 | -2.748 | 0 | 0
21 | 0.96098 | -2.8054 | 0 | 0
22 | 0.96387 | -2.7651 | 0 | 0
23 | 0.97169 | -2.6464 | 0 | 0
24 | 0.97001 | -2.6443 | 0 | 0
25 | 0.96703 | -2.7211 | 0 | 0
26 | 0.96641 | -2.7208 | 0 | 0
27 | 0.97103 | -2.6367 | 0 | 0
28 | 0.97106 | -2.6362 | 0 | 0
29 | 0.96674 | -2.705 | 0 | 0
30 | 0.9666 | -2.7069 | 0 | 0
31 | 0.96645 | -2.709 | 0 | 0
32 | 0.96625 | -2.7118 | 0 | 0
33 | 0.96628 | -2.7114 | 0 | 0
34 | 0.96573 | -2.7191 | 0 | 0
35 | 0.96781 | -2.6925 | 0 | 0
36 | 0.96781 | -2.6925 | 0 | 0
37 | 0.97019 | -2.6436 | 0 | 0
38 | 0.97072 | -2.6363 | 0 | 0
39 | 0.93027 | -2.7556 | 0.0115 | 0.0016387
40 | 0.93079 | -2.7551 | 0 | 0
41 | 0.93941 | -2.7481 | 0.0025 | 0.00035623
42 | 0.94141 | -2.7448 | 0.01437 | 0.0020476
43 | 0.95875 | -2.6073 | 0.0055 | 0.00078371
44 | 0.95443 | -2.6107 | 0.0055 | 0.00078371
45 | 0.94715 | -2.7465 | 0.005 | 0.00071246
46 | 0.96225 | -2.7216 | 0.0025 | 0.00035623
47 | 0.96158 | -2.7214 | 0.0075571 | 0.0010768
48 | 0.93884 | -2.6181 | 0.0055 | 0.00078371
49 | 0.93753 | -2.6177 | 0.0035 | 0.00049872
50 | 0.95107 | -2.6133 | 0.007 | 0.00099745
51 | 0.94825 | -2.6156 | 0.0045 | 0.00064122
52 | 0.94578 | -2.6176 | 0.0045 | 0.00064122
53 | 0.94416 | -2.6189 | -0.00094 | -0.00013394
54 | 0.94077 | -2.6186 | 0.007 | 0.00099745
55 | 0.93664 | -2.6174 | 0.0045 | 0.00064122
56 | 0.95151 | -2.7478 | 0.005 | 0.00071246
57 | 0.96297 | -2.7218 | 0.005 | 0.00071246
58 | 0.96535 | -2.7225 | 0 | 0
59 | 0.96305 | -2.7512 | 0 | 0
60 | 0.93038 | -2.7555 | 0.0047 | 0.00066971
61 | 0.94342 | -2.6194 | 0 | 0
62 | 0.93589 | -2.6172 | 0.0065 | 0.0009262
63 | 0.93665 | -2.6174 | 0 | 0
64 | 0.95158 | -2.7478 | 0 | 0
65 | 0.93338 | -2.753 | 0.0045 | 0.00064122
66 | 0.94297 | -2.7452 | 0.00655 | 0.00093332
67 | 0.96437 | -2.6029 | 0.008 | 0.0011399
68 | 0.93157 | -2.7545 | 0.0035 | 0.00049872
69 | 0.97631 | -2.5938 | 0 | 0
70 | 0.96128 | -2.7213 | 0.007 | 0.00099745
71 | 0.94264 | -2.6201 | 0.0055 | 0.00078371
72 | 0.93219 | -2.754 | 0 | 0
73 | 0.93569 | -2.7764 | 0 | 0
74 | 0.94087 | -2.7446 | 0.007 | 0.00099745
75 | 0.93123 | -2.7548 | 0.0025 | 0.00035623
76 | 0.93107 | -2.7549 | 0 | 0
77 | 0.93217 | -2.754 | 0.0165 | 0.0023511
78 | 0.96429 | -2.7192 | 0.006645 | 0.00094686
79 | 0.97216 | -2.6243 | 0.0045 | 0.00064122
80 | 0.97305 | -2.616 | 0.0045 | 0.00064122
81 | 0.97575 | -2.5969 | 0.0025 | 0.00035623
82 | 0.97573 | -2.5973 | 0.0025 | 0.00035623
83 | 0.97569 | -2.5975 | 0.0025 | 0.00035623
84 | 0.9699 | -2.6428 | 0.0045 | 0.00064122
85 | 0.97123 | -2.6418 | -0.0063 | -0.0008977
86 | 0.97028 | -2.6358 | 0.0045 | 0.00064122
87 | 0.97046 | -2.6349 | 0.0045 | 0.00064122
88 | 0.97103 | -2.6298 | 0.0045 | 0.00064122
89 | 0.96562 | -2.7054 | 0.0035 | 0.00049872
90 | 0.96979 | -2.6453 | 0.0025 | 0.00035623
91 | 0.93571 | -2.7766 | -0.01182 | -0.0016843
92 | 0.97027 | -2.6395 | 0.0025 | 0.00035623
93 | 0.9698 | -2.6446 | 0.0055 | 0.00078371
94 | 0.9698 | -2.6446 | 0 | 0
95 | 0.96077 | -2.8042 | 0.0055 | 0.00078371
96 | 0.96043 | -2.8049 | 0.0035 | 0.00049872
97 | 0.96322 | -2.7631 | 0.009315 | 0.0013273
98 | 0.96145 | -2.8047 | -0.00342 | -0.00048732
99 | 0.96347 | -2.7648 | 0.0035 | 0.00049872
100 | 0.96094 | -2.8032 | 0.00404 | 0.00057567
101 | 0.96631 | -2.7207 | 0.00338 | 0.00048162
102 | 0.97415 | -2.6192 | 0.0055 | 0.00078371
103 | 0.9679 | -2.6968 | 0.0155 | 0.0022086
104 | 0.96661 | -2.7225 | 0.0055 | 0.00078371
105 | 0.96024 | -2.8014 | 0.006304 | 0.00089827
106 | 0.9636 | -2.7646 | 0.0035 | 0.00049872
107 | 0.97271 | -2.651 | -0.00962 | -0.0013708
108 | 0.95985 | -2.8039 | 0.0195 | 0.0027786
109 | 0.95828 | -2.8306 | 0.0165 | 0.0023511
110 | 0.96304 | -2.7635 | 0 | 0
111 | 0.9547 | -2.8418 | 0 | 0
112 | 0.97198 | -2.6431 | 0.014 | 0.0019949
113 | 0.97289 | -2.637 | 0.0055 | 0.00078371
114 | 0.97338 | -2.6317 | 0.0035 | 0.00049872
115 | 0.96687 | -2.72 | 0.0035 | 0.00049872
116 | 0.9723 | -2.6439 | 0.0075 | 0.0010687
117 | 0.96065 | -2.8052 | 0.0055 | 0.00078371
118 | 0.9694 | -2.6407 | 0.0045 | 0.00064122
119 | 0.96435 | -2.7621 | -0.0031 | -0.00044173
120 | 0.96438 | -2.7625 | -0.00405 | -0.00057709
121 | 0.95443 | -2.8411 | 0.0155 | 0.0022086
122 | 0.95416 | -2.8404 | 0.0055 | 0.00078371
123 | 0.96321 | -2.7709 | 0.0025 | 0.00035623
124 | 0.96301 | -2.7721 | 0.0035 | 0.00049872
125 | 0.96308 | -2.7728 | 0.0025 | 0.00035623
126 | 0.96377 | -2.7735 | -0.00542 | -0.00077231
127 | 0.96272 | -2.7841 | -0.0043 | -0.00061272
128 | 0.96234 | -2.7847 | 0.0025 | 0.00035623
129 | 0.96335 | -2.7577 | 0.0085 | 0.0012112
130 | 0.97476 | -2.6128 | 0.0035 | 0.00049872
131 | 0.97383 | -2.625 | 0.0045 | 0.00064122
132 | 0.97467 | -2.6135 | 0.0045 | 0.00064122
133 | 0.9663 | -2.7207 | 0.0055 | 0.00078371
134 | 0.96163 | -2.795 | 0.0035 | 0.00049872
135 | 0.96128 | -2.7975 | 0.0035 | 0.00049872
136 | 0.96701 | -2.6987 | 0.0025 | 0.00035623
137 | 0.96685 | -2.6983 | 0.0035 | 0.00049872
138 | 0.96675 | -2.6981 | 0.0035 | 0.00049872
139 | 0.96667 | -2.6979 | 0.0025 | 0.00035623
140 | 0.96302 | -2.7634 | 0.0025 | 0.00035623
141 | 0.96251 | -2.7621 | 0.0135 | 0.0019236
142 | 0.96271 | -2.7626 | 0.0045 | 0.00064122
143 | 0.96263 | -2.7624 | 0.0025 | 0.00035623
144 | 0.96278 | -2.7642 | 0.0066 | 0.00094045
145 | 0.96356 | -2.7673 | 0.0035 | 0.00049872
146 | 0.96358 | -2.767 | 0.0035 | 0.00049872
147 | 0.96381 | -2.7638 | 0.0035 | 0.00049872
148 | 0.96418 | -2.7587 | 0.0035 | 0.00049872
149 | 0.96415 | -2.7592 | 0.0035 | 0.00049872
150 | 0.97013 | -2.6445 | 0.0035 | 0.00049872
151 | 0.96989 | -2.6442 | 0.0035 | 0.00049872
152 | 0.96971 | -2.6441 | 0.0035 | 0.00049872
153 | 0.96371 | -2.7652 | 0.0055 | 0.00078371
154 | 0.96721 | -2.7053 | -0.007015 | -0.00099958
155 | 0.96599 | -2.7117 | 0.0032371 | 0.00046126
156 | 0.96625 | -2.7118 | -2e-05 | -2.8498e-06
157 | 0.96617 | -2.7118 | 0.0007971 | 0.00011358
158 | 0.9663 | -2.7111 | -2e-05 | -2.8498e-06
159 | 0.9661 | -2.7107 | 0.0032371 | 0.00046126
160 | 0.96657 | -2.7099 | -0.00246 | -0.00035053
161 | 0.97112 | -2.6365 | -0.01186 | -0.00169
162 | 0.97049 | -2.6363 | 0.0045 | 0.00064122
163 | 0.9309 | -2.7548 | 0.0025 | 0.00035623
164 | 0.93062 | -2.7546 | 0.0045 | 0.00064122
165 | 0.93338 | -2.753 | 0 | 0
166 | 0.97732 | -2.58 | 0 | 0
167 | 0.96299 | -2.7773 | 0 | 0
168 | 0.9666 | -2.7069 | 0.0045 | 0.00064122
169 | 0.97732 | -2.58 | 0 | 0
170 | 0.9666 | -2.7069 | 0 | 0
171 | 0.9666 | -2.7069 | 0 | 0
172 | 0.96299 | -2.7773 | 0 | 0
173 | 0.9666 | -2.7069 | 0 | 0
174 | 0.96299 | -2.7773 | 0 | 0
175 | 0.9666 | -2.7069 | 0 | 0
176 | 0.9666 | -2.7069 | 0 | 0
177 | 0.96299 | -2.7773 | 0 | 0
178 | 0.9666 | -2.7069 | 0 | 0
179 | 0.95269 | -2.7482 | 0 | 0
180 | 0.95269 | -2.7482 | 0 | 0
181 | 0.93665 | -2.6174 | 0 | 0
182 | 0.93027 | -2.7556 | 0 | 0
183 | 0.97242 | -2.6249 | 0 | 0
184 | 0.97586 | -2.597 | 0 | 0
185 | 0.97583 | -2.5975 | 0 | 0
186 | 0.97581 | -2.5977 | 0 | 0
187 | 0.96539 | -2.722 | 0 | 0
188 | 0.97347 | -2.6162 | 0 | 0
189 | 0.97235 | -2.6247 | 0 | 0
190 | 0.9702 | -2.6436 | 0 | 0
191 | 0.97165 | -2.6314 | 0 | 0
192 | 0.97169 | -2.631 | 0 | 0
193 | 0.97094 | -2.6375 | 0 | 0
194 | 0.97033 | -2.6425 | 0 | 0
195 | 0.97061 | -2.6402 | 0 | 0
196 | 0.96999 | -2.6453 | 0 | 0
197 | 0.96995 | -2.6457 | 0 | 0
198 | 0.97066 | -2.6398 | 0 | 0
199 | 0.97006 | -2.6447 | 0 | 0
200 | 0.97169 | -2.631 | 0 | 0
201 | 0.96999 | -2.6453 | 0 | 0
202 | 0.96387 | -2.7651 | 0 | 0
203 | 0.96106 | -2.8044 | 0 | 0
204 | 0.96099 | -2.8053 | 0 | 0
205 | 0.96398 | -2.7635 | 0 | 0
206 | 0.96105 | -2.8045 | 0 | 0
207 | 0.9637 | -2.765 | 0 | 0
208 | 0.96113 | -2.8033 | 0 | 0
209 | 0.97442 | -2.6193 | 0 | 0
210 | 0.96874 | -2.6973 | 0 | 0
211 | 0.9669 | -2.7226 | 0 | 0
212 | 0.96122 | -2.802 | 0 | 0
213 | 0.96389 | -2.7648 | 0 | 0
214 | 0.97214 | -2.6507 | 0 | 0
215 | 0.961 | -2.8046 | 0 | 0
216 | 0.95911 | -2.8311 | 0 | 0
217 | 0.97316 | -2.6372 | 0 | 0
218 | 0.96395 | -2.764 | 0 | 0
219 | 0.9582 | -2.8439 | 0 | 0
220 | 0.97271 | -2.6435 | 0 | 0
221 | 0.97307 | -2.6371 | 0 | 0
222 | 0.97355 | -2.6318 | 0 | 0
223 | 0.96251 | -2.784 | 0 | 0
224 | 0.9671 | -2.7201 | 0 | 0
225 | 0.97266 | -2.6441 | 0 | 0
226 | 0.96436 | -2.7583 | 0 | 0
227 | 0.96098 | -2.8054 | 0 | 0
228 | 0.96967 | -2.6409 | 0 | 0
229 | 0.96409 | -2.762 | 0 | 0
230 | 0.96407 | -2.7623 | 0 | 0
231 | 0.96344 | -2.7711 | 0 | 0
232 | 0.96335 | -2.7723 | 0 | 0
233 | 0.9633 | -2.773 | 0 | 0
234 | 0.96328 | -2.7733 | 0 | 0
235 | 0.96254 | -2.784 | 0 | 0
236 | 0.96246 | -2.7847 | 0 | 0
237 | 0.96412 | -2.7581 | 0 | 0
238 | 0.9749 | -2.6129 | 0 | 0
239 | 0.96389 | -2.7648 | 0 | 0
240 | 0.96378 | -2.7648 | 0 | 0
241 | 0.97401 | -2.6251 | 0 | 0
242 | 0.97485 | -2.6136 | 0 | 0
243 | 0.96174 | -2.7948 | 0 | 0
244 | 0.96151 | -2.7981 | 0 | 0
245 | 0.96859 | -2.6997 | 0 | 0
246 | 0.9634 | -2.7645 | 0 | 0
247 | 0.96371 | -2.7673 | 0 | 0
248 | 0.96373 | -2.767 | 0 | 0
249 | 0.96396 | -2.7639 | 0 | 0
250 | 0.96432 | -2.7588 | 0 | 0
251 | 0.96428 | -2.7593 | 0 | 0
252 | 0.97042 | -2.6448 | 0 | 0
253 | 0.971 | -2.6363 | 0 | 0
254 | 0.97105 | -2.6364 | 0 | 0
255 | 0.96389 | -2.7644 | 0 | 0
256 | 0.9665 | -2.7208 | 0 | 0
257 | 0.96641 | -2.7208 | 0 | 0
258 | 0.96658 | -2.7073 | 0 | 0
259 | 0.9663 | -2.7071 | 0 | 0
260 | 0.96674 | -2.705 | 0 | 0
261 | 0.9664 | -2.7098 | 0 | 0
262 | 0.96625 | -2.7118 | 0 | 0
263 | 0.96625 | -2.7118 | 0 | 0
264 | 0.96625 | -2.7118 | 0 | 0
265 | 0.9663 | -2.7111 | 0 | 0
266 | 0.96632 | -2.7108 | 0 | 0
267 | 0.96648 | -2.7098 | 0 | 0
268 | 0.97072 | -2.6363 | 0 | 0
269 | 0.97072 | -2.6364 | 0 | 0
270 | 0.94299 | -2.6198 | 0.0035 | 0.00049872
271 | 0.93704 | -2.75 | 0 | 0
272 | 0.93704 | -2.75 | 0.0025 | 0.00035623
273 | 0.963 | -2.7772 | 0 | 0
274 | 0.963 | -2.7773 | 0 | 0
275 | 1 | 0 | 0 | 0
276 |  |  | 0 | 0
277 | 1 | 0 | 0 | 0
278 | 1 | 0 | -0.49068 | -0.093824
279 |  |  | 0 | 0
280 |  |  | 0 | 0
288 |  |  | 0 | 0
289 |  |  | 0 | 0
290 |  |  | 0 | 0
291 |  |  | 0 | 0
294 |  |  | 0 | 0
295 |  |  | 0 | 0

## res_line
| p_from_mw | q_from_mvar | p_to_mw | q_to_mvar | pl_mw | ql_mvar | i_from_ka | i_to_ka | i_ka | vm_from_pu | va_from_degree | vm_to_pu | va_to_degree | loading_percent
0 | 1.9537e-17 | 4.3358e-16 | -1.9537e-17 | -4.3358e-16 | 3.0815e-32 | 0 | 6.4099e-16 | 6.4099e-16 | 6.4099e-16 | 0.97732 | -2.58 | 0.97732 | -2.58 | 2.3224e-13
1 | -0.036009 | -0.0051507 | 0.036053 | 0.0051666 | 4.4616e-05 | 1.5854e-05 | 0.05379 | 0.05379 | 0.05379 | 0.97607 | -2.5947 | 0.97732 | -2.58 | 19.4891
2 | -0.072234 | -0.010319 | 0.072307 | 0.010348 | 7.2471e-05 | 2.816e-05 | 0.10788 | 0.10788 | 0.10788 | 0.97631 | -2.5938 | 0.97732 | -2.58 | 38.527
3 | 0.036009 | 0.0051507 | -0.036006 | -0.0051501 | 2.2272e-06 | 6.4438e-07 | 0.05379 | 0.05379 | 0.05379 | 0.97607 | -2.5947 | 0.97601 | -2.5952 | 21.8658
4 | 0 | 0 | 0 | 0 | 0 | 0 | 0 | 0 | 0 | 0.96995 | -2.6457 | 0.96995 | -2.6457 | 0
5 | -0.062757 | -0.0090356 | 0.063224 | 0.0092177 | 0.00046645 | 0.00018211 | 0.094361 | 0.094361 | 0.094361 | 0.96986 | -2.682 | 0.97732 | -2.58 | 34.9484
6 | -0.067754 | -0.0097525 | 0.068135 | 0.009888 | 0.0003814 | 0.00013553 | 0.10168 | 0.10168 | 0.10168 | 0.97169 | -2.6464 | 0.97732 | -2.58 | 36.841
7 | 2.0272e-17 | 4.2878e-16 | -2.0272e-17 | -4.2878e-16 | 6.163e-33 | 4.9304e-32 | 6.4099e-16 | 6.4099e-16 | 6.4099e-16 | 0.9666 | -2.7069 | 0.9666 | -2.7069 | 2.374e-13
8 | -0.001268 | -0.00018117 | 0.0012682 | 0.00018124 | 1.9277e-07 | 7.5262e-08 | 0.001913 | 0.001913 | 0.001913 | 0.96645 | -2.709 | 0.9666 | -2.7069 | 0.70851
9 | -0.083574 | -0.011902 | 0.083799 | 0.011982 | 0.00022515 | 8.0004e-05 | 0.12652 | 0.12652 | 0.12652 | 0.96305 | -2.7512 | 0.96573 | -2.7191 | 45.8408
10 | 0.057235 | 0.008254 | -0.056944 | -0.0081507 | 0.00029076 | 0.00010332 | 0.085898 | 0.085898 | 0.085898 | 0.97169 | -2.6464 | 0.9666 | -2.7069 | 31.1224
11 | 0.061597 | 0.0088237 | -0.061523 | -0.0087973 | 7.4352e-05 | 2.642e-05 | 0.092803 | 0.092803 | 0.092803 | 0.96781 | -2.6925 | 0.9666 | -2.7069 | 33.6243
12 | -0.083799 | -0.011982 | 0.083873 | 0.012011 | 7.3673e-05 | 2.8763e-05 | 0.12652 | 0.12652 | 0.12652 | 0.96573 | -2.7191 | 0.9666 | -2.7069 | 46.8595
13 | -0.028816 | -0.004111 | 0.028826 | 0.0041146 | 9.2755e-06 | 3.6213e-06 | 0.04348 | 0.04348 | 0.04348 | 0.96628 | -2.7114 | 0.9666 | -2.7069 | 16.1037
14 | 0 | 0 | 0 | 0 | 0 | 0 | 0 | 0 | 0 | 0.96781 | -2.6925 | 0.96781 | -2.6925 | 0
15 | -0.061597 | -0.0088237 | 0.062185 | 0.0090326 | 0.00058788 | 0.0002089 | 0.092803 | 0.092803 | 0.092803 | 0.96781 | -2.6925 | 0.97732 | -2.58 | 33.6243
16 | -0.017462 | -0.002484 | 0.017496 | 0.0024893 | 3.3854e-05 | 5.2817e-06 | 0.027328 | 0.027328 | 0.027328 | 0.93157 | -2.7545 | 0.93338 | -2.753 | 13.331
17 | 0.072234 | 0.010319 | -0.071353 | -0.010182 | 0.00088125 | 0.00013749 | 0.10788 | 0.10788 | 0.10788 | 0.97631 | -2.5938 | 0.96437 | -2.6029 | 52.6223
18 | -0.0165 | -0.0023512 | 0.016521 | 0.0023545 | 2.113e-05 | 3.2967e-06 | 0.025807 | 0.025807 | 0.025807 | 0.93219 | -2.754 | 0.93338 | -2.753 | 12.5886
19 | 0.006956 | 0.00098686 | -0.0069534 | -0.00098646 | 2.5784e-06 | 4.0227e-07 | 0.010885 | 0.010885 | 0.010885 | 0.93157 | -2.7545 | 0.93123 | -2.7548 | 5.31
20 | 0.0070064 | 0.00099839 | -0.0070026 | -0.00099779 | 3.7961e-06 | 5.9225e-07 | 0.010965 | 0.010965 | 0.010965 | 0.93157 | -2.7545 | 0.93107 | -2.7549 | 5.349
21 | -0.011763 | -0.0016807 | 0.01182 | 0.0016842 | 5.6965e-05 | 3.5792e-06 | 0.018417 | 0.018417 | 0.018417 | 0.93123 | -2.7548 | 0.93569 | -2.7764 | 17.2122
22 | 0.0165 | 0.0023512 | -0.0165 | -0.0023511 | 2.211e-07 | 3.4495e-08 | 0.025807 | 0.025807 | 0.025807 | 0.93219 | -2.754 | 0.93217 | -2.754 | 12.5886
23 | -0.01182 | -0.0016842 | 0.01182 | 0.0016843 | 3.008e-07 | 1.89e-08 | 0.018417 | 0.018417 | 0.018417 | 0.93569 | -2.7764 | 0.93571 | -2.7766 | 17.2122
24 | -0.0045009 | -0.0006413 | 0.0045012 | 0.00064133 | 3.3114e-07 | 3.2771e-08 | 0.0067487 | 0.0067487 | 0.0067487 | 0.97235 | -2.6247 | 0.97242 | -2.6249 | 5.4867
25 | 0.0066527 | 0.00094762 | -0.006645 | -0.00094686 | 7.6724e-06 | 7.6e-07 | 0.010047 | 0.010047 | 0.010047 | 0.96539 | -2.722 | 0.96429 | -2.7192 | 8.1682
26 | -0.0035 | -0.00049872 | 0.0035025 | 0.00049897 | 2.4778e-06 | 2.4544e-07 | 0.0052845 | 0.0052845 | 0.0052845 | 0.96562 | -2.7054 | 0.9663 | -2.7071 | 4.2964
27 | 0.0045029 | 0.0006415 | -0.0045 | -0.00064122 | 2.8818e-06 | 2.8546e-07 | 0.0067565 | 0.0067565 | 0.0067565 | 0.97165 | -2.6314 | 0.97103 | -2.6298 | 5.4931
28 | 0.0025003 | 0.00035627 | -0.0025 | -0.00035623 | 2.8779e-07 | 3.4838e-08 | 0.0037355 | 0.0037355 | 0.0037355 | 0.97586 | -2.597 | 0.97575 | -2.5969 | 2.5762
29 | 0.0025002 | 0.00035626 | -0.0025 | -0.00035623 | 2.3891e-07 | 2.8921e-08 | 0.0037355 | 0.0037355 | 0.0037355 | 0.97583 | -2.5975 | 0.97573 | -2.5973 | 2.5762
30 | 0.0025003 | 0.00035627 | -0.0025 | -0.00035623 | 2.9186e-07 | 3.5331e-08 | 0.0037357 | 0.0037357 | 0.0037357 | 0.97581 | -2.5977 | 0.97569 | -2.5975 | 2.5763
31 | 0.004502 | 0.00064147 | -0.0045 | -0.00064122 | 1.9584e-06 | 2.5915e-07 | 0.0067425 | 0.0067425 | 0.0067425 | 0.97347 | -2.6162 | 0.97305 | -2.616 | 4.7819
32 | -0.0045 | -0.00064122 | 0.0045009 | 0.0006413 | 8.7426e-07 | 8.6601e-08 | 0.0067487 | 0.0067487 | 0.0067487 | 0.97216 | -2.6243 | 0.97235 | -2.6247 | 5.4867
33 | 0.0045026 | 0.00064147 | -0.0045 | -0.00064122 | 2.5549e-06 | 2.5308e-07 | 0.0067605 | 0.0067605 | 0.0067605 | 0.971 | -2.6363 | 0.97046 | -2.6349 | 5.4964
34 | 0.004503 | 0.00064152 | -0.0045 | -0.00064122 | 3.0495e-06 | 3.0208e-07 | 0.0067617 | 0.0067617 | 0.0067617 | 0.97094 | -2.6375 | 0.97028 | -2.6358 | 5.4973
35 | -0.0062959 | -0.0008973 | 0.0063 | 0.0008977 | 4.0708e-06 | 4.0324e-07 | 0.0094572 | 0.0094572 | 0.0094572 | 0.97061 | -2.6402 | 0.97123 | -2.6418 | 7.6888
36 | 0.0045014 | 0.00064136 | -0.0045 | -0.00064122 | 1.4213e-06 | 1.4079e-07 | 0.0067644 | 0.0067644 | 0.0067644 | 0.9702 | -2.6436 | 0.9699 | -2.6428 | 5.4995
37 | 0.0025004 | 0.00035627 | -0.0025 | -0.00035623 | 4.126e-07 | 4.0871e-08 | 0.0037584 | 0.0037584 | 0.0037584 | 0.96995 | -2.6457 | 0.96979 | -2.6453 | 3.0556
38 | 0.002501 | 0.00035636 | -0.0025 | -0.00035623 | 1.0118e-06 | 1.3389e-07 | 0.0037566 | 0.0037566 | 0.0037566 | 0.97066 | -2.6398 | 0.97027 | -2.6395 | 2.6642
39 | 0 | 0 | 0 | 0 | 0 | 0 | 0 | 0 | 0 | 0.9698 | -2.6446 | 0.9698 | -2.6446 | 0
40 | 0.0055015 | 0.00078391 | -0.0055 | -0.00078371 | 1.5184e-06 | 2.0093e-07 | 0.0082685 | 0.0082685 | 0.0082685 | 0.97006 | -2.6447 | 0.9698 | -2.6446 | 5.8642
41 | 0 | 0 | 0 | 0 | 0 | 0 | 0 | 0 | 0 | 0.97169 | -2.631 | 0.97169 | -2.631 | 0
42 | -1.5905e-16 | -3.4424e-15 | 1.5905e-16 | 3.4424e-15 | 4.9304e-32 | 0 | 5.1279e-15 | 5.1279e-15 | 5.1279e-15 | 0.96999 | -2.6453 | 0.96999 | -2.6453 | 4.169e-12
43 | 0.0055016 | 0.00078392 | -0.0055 | -0.00078371 | 1.6311e-06 | 2.1584e-07 | 0.0083462 | 0.0083462 | 0.0083462 | 0.96106 | -2.8044 | 0.96077 | -2.8042 | 5.9193
44 | 0.0035021 | 0.000499 | -0.0035 | -0.00049872 | 2.0576e-06 | 2.7227e-07 | 0.0053131 | 0.0053131 | 0.0053131 | 0.96099 | -2.8053 | 0.96043 | -2.8049 | 3.7682
45 | 0.0093224 | 0.0013283 | -0.009315 | -0.0013273 | 7.3603e-06 | 9.7398e-07 | 0.014099 | 0.014099 | 0.014099 | 0.96398 | -2.7635 | 0.96322 | -2.7631 | 9.9996
46 | -0.0034186 | -0.00048713 | 0.00342 | 0.00048732 | 1.4419e-06 | 1.908e-07 | 0.0051861 | 0.0051861 | 0.0051861 | 0.96105 | -2.8045 | 0.96145 | -2.8047 | 3.6781
47 | -0.0035008 | -0.00049884 | 0.0035015 | 0.00049892 | 6.1735e-07 | 8.1693e-08 | 0.0052963 | 0.0052963 | 0.0052963 | 0.9637 | -2.765 | 0.96387 | -2.7651 | 3.7563
48 | 0.0035008 | 0.00049884 | -0.0035 | -0.00049872 | 8.4984e-07 | 1.1246e-07 | 0.0052963 | 0.0052963 | 0.0052963 | 0.9637 | -2.765 | 0.96347 | -2.7648 | 3.7563
49 | 0.0040408 | 0.00057578 | -0.00404 | -0.00057567 | 8.1467e-07 | 1.0781e-07 | 0.0061296 | 0.0061296 | 0.0061296 | 0.96113 | -2.8033 | 0.96094 | -2.8032 | 4.3472
50 | 0.0055015 | 0.00078391 | -0.0055 | -0.00078371 | 1.5312e-06 | 2.0262e-07 | 0.0082315 | 0.0082315 | 0.0082315 | 0.97442 | -2.6193 | 0.97415 | -2.6192 | 5.8379
51 | 0.015513 | 0.0022104 | -0.0155 | -0.0022086 | 1.3444e-05 | 1.779e-06 | 0.023348 | 0.023348 | 0.023348 | 0.96874 | -2.6973 | 0.9679 | -2.6968 | 16.5588
52 | 0.0055017 | 0.00078393 | -0.0055 | -0.00078371 | 1.667e-06 | 2.2059e-07 | 0.0082958 | 0.0082958 | 0.0082958 | 0.9669 | -2.7226 | 0.96661 | -2.7225 | 5.8835
53 | 0.0063104 | 0.00089912 | -0.006304 | -0.00089827 | 6.4421e-06 | 8.5247e-07 | 0.0095715 | 0.0095715 | 0.0095715 | 0.96122 | -2.802 | 0.96024 | -2.8014 | 6.7883
54 | 0.0035011 | 0.00049886 | -0.0035 | -0.00049872 | 1.0705e-06 | 1.4166e-07 | 0.0052956 | 0.0052956 | 0.0052956 | 0.96389 | -2.7648 | 0.9636 | -2.7646 | 3.7558
55 | -0.0096144 | -0.00137 | 0.00962 | 0.0013708 | 5.6443e-06 | 7.469e-07 | 0.014419 | 0.014419 | 0.014419 | 0.97214 | -2.6507 | 0.97271 | -2.651 | 10.2262
56 | 0.019524 | 0.0027817 | -0.0195 | -0.0027786 | 2.352e-05 | 3.1124e-06 | 0.029619 | 0.029619 | 0.029619 | 0.961 | -2.8046 | 0.95985 | -2.8039 | 21.0067
57 | 0.016514 | 0.002353 | -0.0165 | -0.0023511 | 1.43e-05 | 1.8923e-06 | 0.025104 | 0.025104 | 0.025104 | 0.95911 | -2.8311 | 0.95828 | -2.8306 | 17.804
58 | 0.0055015 | 0.00078391 | -0.005501 | -0.00078384 | 5.4538e-07 | 7.217e-08 | 0.0082422 | 0.0082422 | 0.0082422 | 0.97316 | -2.6372 | 0.97307 | -2.6371 | 5.8455
59 | 0.023032 | 0.0032812 | -0.02301 | -0.0032783 | 2.1702e-05 | 2.8718e-06 | 0.034835 | 0.034835 | 0.034835 | 0.96395 | -2.764 | 0.96304 | -2.7635 | 24.7059
60 | 0.021085 | 0.0030033 | -0.021007 | -0.0029931 | 7.7159e-05 | 1.021e-05 | 0.032081 | 0.032081 | 0.032081 | 0.9582 | -2.8439 | 0.9547 | -2.8418 | 22.7526
61 | 0.01401 | 0.0019963 | -0.014 | -0.0019949 | 1.0499e-05 | 1.3894e-06 | 0.021 | 0.021 | 0.021 | 0.97271 | -2.6435 | 0.97198 | -2.6431 | 14.8935
62 | 0.005501 | 0.00078384 | -0.0055 | -0.00078371 | 9.918e-07 | 1.3124e-07 | 0.0082422 | 0.0082422 | 0.0082422 | 0.97307 | -2.6371 | 0.97289 | -2.637 | 5.8455
63 | 0.0035006 | 0.0004988 | -0.0035 | -0.00049872 | 6.1514e-07 | 8.1401e-08 | 0.0052424 | 0.0052424 | 0.0052424 | 0.97355 | -2.6318 | 0.97338 | -2.6317 | 3.718
64 | 0.0035008 | 0.00049884 | -0.0035 | -0.00049872 | 8.4909e-07 | 1.1236e-07 | 0.0052777 | 0.0052777 | 0.0052777 | 0.9671 | -2.7201 | 0.96687 | -2.72 | 3.743
65 | 0.0075028 | 0.0010691 | -0.0075 | -0.0010687 | 2.7577e-06 | 3.6492e-07 | 0.011246 | 0.011246 | 0.011246 | 0.97266 | -2.6441 | 0.9723 | -2.6439 | 7.976
66 | 0.0085068 | 0.0012121 | -0.0085 | -0.0012112 | 6.8493e-06 | 9.0636e-07 | 0.012864 | 0.012864 | 0.012864 | 0.96412 | -2.7581 | 0.96335 | -2.7577 | 9.1235
67 | -0.0055 | -0.00078371 | 0.0055019 | 0.00078396 | 1.9203e-06 | 2.5411e-07 | 0.0083472 | 0.0083472 | 0.0083472 | 0.96065 | -2.8052 | 0.96098 | -2.8054 | 5.92
68 | 0.0045043 | 0.00064168 | -0.0045013 | -0.00064138 | 3.0575e-06 | 3.0287e-07 | 0.0067679 | 0.0067679 | 0.0067679 | 0.97033 | -2.6425 | 0.96967 | -2.6409 | 5.5023
69 | 0.0045013 | 0.00064138 | -0.0045 | -0.00064122 | 1.253e-06 | 1.6581e-07 | 0.0067679 | 0.0067679 | 0.0067679 | 0.96967 | -2.6409 | 0.9694 | -2.6407 | 4.7999
70 | -0.0030992 | -0.00044161 | 0.0031 | 0.00044173 | 8.4247e-07 | 1.1148e-07 | 0.0046867 | 0.0046867 | 0.0046867 | 0.96409 | -2.762 | 0.96435 | -2.7621 | 3.3239
71 | -0.0040487 | -0.00057692 | 0.00405 | 0.00057709 | 1.331e-06 | 1.7613e-07 | 0.0061228 | 0.0061228 | 0.0061228 | 0.96407 | -2.7623 | 0.96438 | -2.7625 | 4.3424
72 | 0.021007 | 0.0029931 | -0.021002 | -0.0029925 | 5.8163e-06 | 5.756e-07 | 0.032081 | 0.032081 | 0.032081 | 0.9547 | -2.8418 | 0.95443 | -2.8411 | 26.0822
73 | 0.0055016 | 0.00078386 | -0.0055 | -0.00078371 | 1.5602e-06 | 1.544e-07 | 0.008404 | 0.008404 | 0.008404 | 0.95443 | -2.8411 | 0.95416 | -2.8404 | 6.8325
74 | 0.0025006 | 0.00035631 | -0.0025 | -0.00035623 | 5.8911e-07 | 7.7956e-08 | 0.0037841 | 0.0037841 | 0.0037841 | 0.96344 | -2.7711 | 0.96321 | -2.7709 | 2.6838
75 | 0.0035013 | 0.00049889 | -0.0035 | -0.00049872 | 1.2593e-06 | 1.6664e-07 | 0.0052989 | 0.0052989 | 0.0052989 | 0.96335 | -2.7723 | 0.96301 | -2.7721 | 3.7581
76 | 0.0025006 | 0.00035631 | -0.0025 | -0.00035623 | 5.8446e-07 | 7.7341e-08 | 0.0037846 | 0.0037846 | 0.0037846 | 0.9633 | -2.773 | 0.96308 | -2.7728 | 2.6841
77 | -0.0054173 | -0.00077195 | 0.00542 | 0.00077231 | 2.7246e-06 | 3.6055e-07 | 0.0081992 | 0.0081992 | 0.0081992 | 0.96328 | -2.7733 | 0.96377 | -2.7735 | 5.815
78 | -0.0042991 | -0.00061259 | 0.0042992 | 0.00061261 | 1.2553e-07 | 1.6612e-08 | 0.006512 | 0.006512 | 0.006512 | 0.96251 | -2.784 | 0.96254 | -2.784 | 4.6184
79 | -0.0042992 | -0.00061261 | 0.0043 | 0.00061272 | 7.9508e-07 | 1.0521e-07 | 0.006512 | 0.006512 | 0.006512 | 0.96254 | -2.784 | 0.96272 | -2.7841 | 4.6184
80 | 0.0025003 | 0.00035627 | -0.0025 | -0.00035623 | 3.2144e-07 | 4.2536e-08 | 0.0037875 | 0.0037875 | 0.0037875 | 0.96246 | -2.7847 | 0.96234 | -2.7847 | 2.6862
81 | 0.0025 | 0.00035623 | -0.0025 | -0.00035623 | 3.733e-08 | 3.6943e-09 | 0.0037848 | 0.0037848 | 0.0037848 | 0.96304 | -2.7635 | 0.96302 | -2.7634 | 3.0771
82 | 0.008509 | 0.0012124 | -0.0085068 | -0.0012121 | 2.1151e-06 | 2.7988e-07 | 0.012864 | 0.012864 | 0.012864 | 0.96436 | -2.7583 | 0.96412 | -2.7581 | 9.1235
83 | 0.0035005 | 0.00049879 | -0.0035 | -0.00049872 | 5.315e-07 | 7.0332e-08 | 0.005235 | 0.005235 | 0.005235 | 0.9749 | -2.6129 | 0.97476 | -2.6128 | 3.7128
84 | 0.0055012 | 0.00078386 | -0.0055 | -0.00078371 | 1.1687e-06 | 1.5465e-07 | 0.0082984 | 0.0082984 | 0.0082984 | 0.9665 | -2.7208 | 0.9663 | -2.7207 | 5.8854
85 | 0.0045008 | 0.00064132 | -0.0045 | -0.00064122 | 8.0409e-07 | 1.0641e-07 | 0.0067371 | 0.0067371 | 0.0067371 | 0.97401 | -2.6251 | 0.97383 | -2.625 | 4.7781
86 | 0.0045008 | 0.00064132 | -0.0045 | -0.00064122 | 8.1249e-07 | 1.0752e-07 | 0.0067313 | 0.0067313 | 0.0067313 | 0.97485 | -2.6136 | 0.97467 | -2.6135 | 4.774
87 | 0.0035004 | 0.00049879 | -0.0035 | -0.00049872 | 3.8207e-07 | 6.8234e-08 | 0.0053064 | 0.0053064 | 0.0053064 | 0.96174 | -2.7948 | 0.96163 | -2.795 | 2.7929
88 | 0.0035008 | 0.00049881 | -0.0035 | -0.00049872 | 8.2848e-07 | 8.2066e-08 | 0.0053084 | 0.0053084 | 0.0053084 | 0.96151 | -2.7981 | 0.96128 | -2.7975 | 4.3158
89 | 0.012022 | 0.0017127 | -0.012002 | -0.0017101 | 1.9609e-05 | 2.5949e-06 | 0.018096 | 0.018096 | 0.018096 | 0.96859 | -2.6997 | 0.96701 | -2.6987 | 12.834
90 | 0.0035006 | 0.00049878 | -0.0035 | -0.00049872 | 5.8683e-07 | 5.8075e-08 | 0.0052778 | 0.0052778 | 0.0052778 | 0.96701 | -2.6987 | 0.96685 | -2.6983 | 4.2909
91 | 0.0060018 | 0.00085513 | -0.0060002 | -0.00085497 | 1.5885e-06 | 1.572e-07 | 0.0090489 | 0.0090489 | 0.0090489 | 0.96701 | -2.6987 | 0.96675 | -2.6981 | 7.3568
92 | 0.0025002 | 0.00035625 | -0.0025 | -0.00035623 | 2.0494e-07 | 2.0282e-08 | 0.0037705 | 0.0037705 | 0.0037705 | 0.96675 | -2.6981 | 0.96667 | -2.6979 | 3.0655
93 | 0.013508 | 0.0019244 | -0.0135 | -0.0019236 | 7.534e-06 | 7.456e-07 | 0.020449 | 0.020449 | 0.020449 | 0.96304 | -2.7635 | 0.96251 | -2.7621 | 16.6253
94 | 0.0070026 | 0.0009977 | -0.0070002 | -0.00099746 | 2.428e-06 | 2.4028e-07 | 0.010601 | 0.010601 | 0.010601 | 0.96304 | -2.7635 | 0.96271 | -2.7626 | 8.619
95 | 0.0025002 | 0.00035625 | -0.0025 | -0.00035623 | 1.8905e-07 | 1.871e-08 | 0.0037864 | 0.0037864 | 0.0037864 | 0.96271 | -2.7626 | 0.96263 | -2.7624 | 3.0783
96 | 0.0066043 | 0.00094101 | -0.0066 | -0.00094045 | 4.2574e-06 | 5.6338e-07 | 0.0099945 | 0.0099945 | 0.0099945 | 0.9634 | -2.7645 | 0.96278 | -2.7642 | 7.0883
97 | 0.0035005 | 0.00049879 | -0.0035 | -0.00049872 | 5.2509e-07 | 6.9485e-08 | 0.0052958 | 0.0052958 | 0.0052958 | 0.96371 | -2.7673 | 0.96356 | -2.7673 | 3.7559
98 | 0.0035005 | 0.00049879 | -0.0035 | -0.00049872 | 5.3171e-07 | 7.0361e-08 | 0.0052957 | 0.0052957 | 0.0052957 | 0.96373 | -2.767 | 0.96358 | -2.767 | 3.7558
99 | 0.0035005 | 0.00049879 | -0.0035 | -0.00049872 | 5.2843e-07 | 6.9927e-08 | 0.0052944 | 0.0052944 | 0.0052944 | 0.96396 | -2.7639 | 0.96381 | -2.7638 | 3.7549
100 | 0.0035005 | 0.00049879 | -0.0035 | -0.00049872 | 5.0353e-07 | 6.6631e-08 | 0.0052924 | 0.0052924 | 0.0052924 | 0.96432 | -2.7588 | 0.96418 | -2.7587 | 3.7535
101 | 0.0035005 | 0.00049879 | -0.0035 | -0.00049872 | 5.033e-07 | 6.6601e-08 | 0.0052926 | 0.0052926 | 0.0052926 | 0.96428 | -2.7593 | 0.96415 | -2.7592 | 3.7536
102 | 0.003501 | 0.00049885 | -0.0035 | -0.00049872 | 1.0428e-06 | 1.2623e-07 | 0.0052599 | 0.0052599 | 0.0052599 | 0.97042 | -2.6448 | 0.97013 | -2.6445 | 3.6275
103 | 0.0035004 | 0.00049877 | -0.0035 | -0.00049872 | 4.295e-07 | 5.1993e-08 | 0.0052613 | 0.0052613 | 0.0052613 | 0.97001 | -2.6443 | 0.96989 | -2.6442 | 3.6285
104 | 0.0035011 | 0.00049887 | -0.0035 | -0.00049872 | 1.0787e-06 | 1.4274e-07 | 0.0052622 | 0.0052622 | 0.0052622 | 0.97001 | -2.6443 | 0.96971 | -2.6441 | 3.7321
105 | 0.0045028 | 0.0006415 | -0.0045026 | -0.00064147 | 2.2658e-07 | 2.9983e-08 | 0.0067605 | 0.0067605 | 0.0067605 | 0.97105 | -2.6364 | 0.971 | -2.6363 | 4.7947
106 | 0.005501 | 0.00078392 | -0.0055 | -0.00078371 | 9.8227e-07 | 2.1574e-07 | 0.0083207 | 0.0083207 | 0.0083207 | 0.96389 | -2.7644 | 0.96371 | -2.7652 | 4.4977
107 | -0.00338 | -0.00048162 | 0.0033804 | 0.00048167 | 3.7144e-07 | 4.9152e-08 | 0.0050997 | 0.0050997 | 0.0050997 | 0.96631 | -2.7207 | 0.96641 | -2.7208 | 3.6168
108 | 0 | 0 | 0 | 0 | 0 | 0 | 0 | 0 | 0 | 0.96641 | -2.7208 | 0.96641 | -2.7208 | 0
109 | 0.0035035 | 0.0004991 | -0.0035025 | -0.00049897 | 1.0005e-06 | 1.324e-07 | 0.0052845 | 0.0052845 | 0.0052845 | 0.96658 | -2.7073 | 0.9663 | -2.7071 | 3.7479
110 | -0.0070116 | -0.00099913 | 0.007015 | 0.00099958 | 3.4453e-06 | 4.5591e-07 | 0.010574 | 0.010574 | 0.010574 | 0.96674 | -2.705 | 0.96721 | -2.7053 | 7.4995
111 | -0.0024596 | -0.00035047 | 0.0024598 | 0.0003505 | 2.1334e-07 | 2.8231e-08 | 0.0037106 | 0.0037106 | 0.0037106 | 0.9664 | -2.7098 | 0.96648 | -2.7098 | 2.6316
112 | -2e-05 | -2.8498e-06 | 2e-05 | 2.8498e-06 | 2.8672e-11 | 3.7942e-12 | 3.0176e-05 | 3.0176e-05 | 3.0176e-05 | 0.9663 | -2.7111 | 0.9663 | -2.7111 | 0.021401
113 | 0.003238 | 0.00046138 | -0.0032371 | -0.00046126 | 8.6251e-07 | 1.1413e-07 | 0.0048857 | 0.0048857 | 0.0048857 | 0.96625 | -2.7118 | 0.96599 | -2.7117 | 3.465
114 | -2e-05 | -2.8498e-06 | 2e-05 | 2.8498e-06 | 3.4911e-11 | 4.6198e-12 | 3.0178e-05 | 3.0178e-05 | 3.0178e-05 | 0.96625 | -2.7118 | 0.96625 | -2.7118 | 0.021403
115 | 0.00079717 | 0.00011359 | -0.0007971 | -0.00011358 | 6.8165e-08 | 9.0202e-09 | 0.0012028 | 0.0012028 | 0.0012028 | 0.96625 | -2.7118 | 0.96617 | -2.7118 | 0.85307
116 | 0.0032379 | 0.00046136 | -0.0032371 | -0.00046126 | 7.5941e-07 | 1.0049e-07 | 0.0048852 | 0.0048852 | 0.0048852 | 0.96632 | -2.7108 | 0.9661 | -2.7107 | 3.4647
117 | -0.0024598 | -0.0003505 | 0.00246 | 0.00035053 | 2.1781e-07 | 2.8822e-08 | 0.0037106 | 0.0037106 | 0.0037106 | 0.96648 | -2.7098 | 0.96657 | -2.7099 | 2.6316
118 | -0.011855 | -0.0016893 | 0.01186 | 0.00169 | 4.8368e-06 | 6.4005e-07 | 0.017806 | 0.017806 | 0.017806 | 0.97072 | -2.6363 | 0.97112 | -2.6365 | 12.6281
119 | 0.004501 | 0.00064135 | -0.0045 | -0.00064122 | 1.0321e-06 | 1.3658e-07 | 0.0067603 | 0.0067603 | 0.0067603 | 0.97072 | -2.6364 | 0.97049 | -2.6363 | 4.7945
120 | 0.0025004 | 0.00035629 | -0.0025 | -0.00035623 | 4.4843e-07 | 5.934e-08 | 0.0039154 | 0.0039154 | 0.0039154 | 0.93107 | -2.7549 | 0.9309 | -2.7548 | 2.7769
121 | 0.0045022 | 0.0006415 | -0.0045 | -0.00064122 | 2.1768e-06 | 2.8806e-07 | 0.0070499 | 0.0070499 | 0.0070499 | 0.93107 | -2.7549 | 0.93062 | -2.7546 | 5
122 | 0 | 0 | 0 | 0 | 0 | 0 | 0 | 0 | 0 | 0.93338 | -2.753 | 0.93338 | -2.753 | 0
123 | 0.062757 | 0.0090356 | -0.062686 | -0.0090079 | 7.1001e-05 | 2.772e-05 | 0.094361 | 0.094361 | 0.094361 | 0.96986 | -2.682 | 0.96872 | -2.6977 | 34.9484
124 | 0.0084798 | 0.0012117 | -0.0084798 | -0.0012116 | 1.1936e-08 | 4.6601e-09 | 0.012839 | 0.012839 | 0.012839 | 0.963 | -2.7773 | 0.96299 | -2.7773 | 4.7551
125 | 0.018211 | 0.0026038 | -0.018211 | -0.0026038 | 5.5299e-08 | 2.159e-08 | 0.027573 | 0.027573 | 0.027573 | 0.963 | -2.7772 | 0.96299 | -2.7773 | 10.2122
126 | 0.0065052 | 0.00092692 | -0.0065 | -0.0009262 | 5.2353e-06 | 7.1936e-07 | 0.010126 | 0.010126 | 0.010126 | 0.93664 | -2.6174 | 0.93589 | -2.6172 | 3.9709
127 | 0.011005 | 0.0015681 | -0.011005 | -0.0015681 | 1.0977e-07 | 1.5083e-08 | 0.017131 | 0.017131 | 0.017131 | 0.93665 | -2.6174 | 0.93664 | -2.6174 | 6.7179
128 | 0.072216 | 0.010291 | -0.071897 | -0.010247 | 0.00031893 | 4.3823e-05 | 0.11116 | 0.11116 | 0.11116 | 0.94715 | -2.7465 | 0.94297 | -2.7452 | 43.5933
129 | 0.077572 | 0.011052 | -0.077216 | -0.011003 | 0.00035549 | 4.8846e-05 | 0.11886 | 0.11886 | 0.11886 | 0.95151 | -2.7478 | 0.94715 | -2.7465 | 46.6115
130 | 0.082578 | 0.011765 | -0.082572 | -0.011764 | 6.0412e-06 | 8.301e-07 | 0.12652 | 0.12652 | 0.12652 | 0.95158 | -2.7478 | 0.95151 | -2.7478 | 49.6159
131 | 0.082674 | 0.011778 | -0.082578 | -0.011765 | 9.622e-05 | 1.3221e-05 | 0.12652 | 0.12652 | 0.12652 | 0.95269 | -2.7482 | 0.95158 | -2.7478 | 49.6159
132 | 0.083574 | 0.011902 | -0.082674 | -0.011778 | 0.00090027 | 0.0001237 | 0.12652 | 0.12652 | 0.12652 | 0.96305 | -2.7512 | 0.95269 | -2.7482 | 49.6159
133 | 0.0070021 | 0.00099774 | -0.007 | -0.00099745 | 2.1496e-06 | 2.9537e-07 | 0.010617 | 0.010617 | 0.010617 | 0.96158 | -2.7214 | 0.96128 | -2.7213 | 4.1634
134 | 0.022137 | 0.0031539 | -0.022082 | -0.0031464 | 5.4781e-05 | 7.5273e-06 | 0.033433 | 0.033433 | 0.033433 | 0.96535 | -2.7225 | 0.96297 | -2.7218 | 13.111
135 | 0.01457 | 0.002076 | -0.014559 | -0.0020746 | 1.0299e-05 | 1.4152e-06 | 0.022075 | 0.022075 | 0.022075 | 0.96225 | -2.7216 | 0.96158 | -2.7214 | 8.6568
136 | 0.017082 | 0.0024339 | -0.01707 | -0.0024322 | 1.2613e-05 | 1.7331e-06 | 0.025863 | 0.025863 | 0.025863 | 0.96297 | -2.7218 | 0.96225 | -2.7216 | 10.1423
137 | 0.011016 | 0.0015696 | -0.011005 | -0.0015681 | 1.032e-05 | 1.4181e-06 | 0.017131 | 0.017131 | 0.017131 | 0.93753 | -2.6177 | 0.93665 | -2.6174 | 6.7179
138 | 0.014536 | 0.0020711 | -0.014516 | -0.0020683 | 2.0294e-05 | 2.7885e-06 | 0.022573 | 0.022573 | 0.022573 | 0.93884 | -2.6181 | 0.93753 | -2.6177 | 8.8523
139 | 0.020077 | 0.0028605 | -0.020036 | -0.0028548 | 4.1353e-05 | 5.6822e-06 | 0.031115 | 0.031115 | 0.031115 | 0.94077 | -2.6186 | 0.93884 | -2.6181 | 12.2018
140 | 0.027154 | 0.0038684 | -0.027077 | -0.0038579 | 7.6233e-05 | 1.0475e-05 | 0.041963 | 0.041963 | 0.041963 | 0.94342 | -2.6194 | 0.94077 | -2.6186 | 16.456
141 | -0.062984 | -0.0089844 | 0.063353 | 0.0090419 | 0.00036864 | 5.7513e-05 | 0.095781 | 0.095781 | 0.095781 | 0.95875 | -2.6073 | 0.96437 | -2.6029 | 46.7225
142 | -0.051544 | -0.0073483 | 0.051726 | 0.0073767 | 0.00018156 | 2.8327e-05 | 0.079016 | 0.079016 | 0.079016 | 0.95107 | -2.6133 | 0.95443 | -2.6107 | 38.5443
143 | -0.057226 | -0.0081604 | 0.057484 | 0.0082007 | 0.00025864 | 4.0351e-05 | 0.087417 | 0.087417 | 0.087417 | 0.95443 | -2.6107 | 0.95875 | -2.6073 | 42.6426
144 | -0.044412 | -0.0063303 | 0.044544 | 0.0063509 | 0.00013206 | 2.0604e-05 | 0.068285 | 0.068285 | 0.068285 | 0.94825 | -2.6156 | 0.95107 | -2.6133 | 33.3098
145 | -0.039808 | -0.0056729 | 0.039912 | 0.0056891 | 0.00010381 | 1.6196e-05 | 0.061366 | 0.061366 | 0.061366 | 0.94578 | -2.6176 | 0.94825 | -2.6156 | 29.9347
146 | -0.03616 | -0.0051518 | 0.036188 | 0.0051562 | 2.8265e-05 | 4.4098e-06 | 0.055881 | 0.055881 | 0.055881 | 0.94342 | -2.6194 | 0.94416 | -2.6189 | 27.2589
147 | -0.035248 | -0.0050222 | 0.035308 | 0.0050317 | 6.0351e-05 | 9.4156e-06 | 0.054429 | 0.054429 | 0.054429 | 0.94416 | -2.6189 | 0.94578 | -2.6176 | 26.5509
148 | -0.021374 | -0.0030456 | 0.021409 | 0.0030505 | 3.5386e-05 | 4.8622e-06 | 0.033102 | 0.033102 | 0.033102 | 0.94141 | -2.7448 | 0.94297 | -2.7452 | 12.9811
149 | -0.007 | -0.00099745 | 0.0070041 | 0.000998 | 4.0554e-06 | 5.5724e-07 | 0.010847 | 0.010847 | 0.010847 | 0.94087 | -2.7446 | 0.94141 | -2.7448 | 4.2538
150 | 0.0047021 | 0.00067003 | -0.0047 | -0.00066971 | 2.0576e-06 | 3.2102e-07 | 0.0073651 | 0.0073651 | 0.0073651 | 0.93079 | -2.7551 | 0.93038 | -2.7555 | 3.5927
151 | 0.0047043 | 0.00067038 | -0.0047021 | -0.00067003 | 2.194e-06 | 3.4229e-07 | 0.0073651 | 0.0073651 | 0.0073651 | 0.93123 | -2.7548 | 0.93079 | -2.7551 | 3.5927
152 | 0 | 0 | 0 | 0 | 0 | 0 | 0 | 0 | 0 | 0.93665 | -2.6174 | 0.93665 | -2.6174 | 0
153 | 0 | 0 | 0 | 0 | 0 | 0 | 0 | 0 | 0 | 0.93027 | -2.7556 | 0.93027 | -2.7556 | 0
154 | 0.011512 | 0.0016405 | -0.0115 | -0.0016387 | 1.1862e-05 | 1.8507e-06 | 0.018023 | 0.018023 | 0.018023 | 0.93123 | -2.7548 | 0.93027 | -2.7556 | 8.7919
155 | -0.038518 | -0.0054849 | 0.038668 | 0.0055084 | 0.00015048 | 2.3477e-05 | 0.060164 | 0.060164 | 0.060164 | 0.93338 | -2.753 | 0.93704 | -2.75 | 29.3484
156 | 0 | 0 | 0 | 0 | 0 | 0 | 0 | 0 | 0 | 0.93704 | -2.75 | 0.93704 | -2.75 | 0
157 | 0 | 0 | 0 | 0 | 0 | 0 | 0 | 0 | 0 | 0.97581 | -2.5977 | 0.97581 | -2.5977 | 0
158 | 0.0075022 | 0.0010693 | -0.007501 | -0.0010689 | 1.1251e-06 | 3.9977e-07 | 0.011207 | 0.011207 | 0.011207 | 0.97601 | -2.5952 | 0.97586 | -2.597 | 4.0604
159 | 0.0050008 | 0.00071261 | -0.0050006 | -0.00071254 | 1.8081e-07 | 6.4248e-08 | 0.0074712 | 0.0074712 | 0.0074712 | 0.97586 | -2.597 | 0.97583 | -2.5975 | 2.707
160 | 0.0025003 | 0.00035628 | -0.0025003 | -0.00035627 | 4.6373e-08 | 1.6478e-08 | 0.0037357 | 0.0037357 | 0.0037357 | 0.97583 | -2.5975 | 0.97581 | -2.5977 | 1.3535
161 | -8.4449e-17 | -1.7e-15 | 8.4449e-17 | 1.7e-15 | 1.2326e-32 | 0 | 2.564e-15 | 2.564e-15 | 2.564e-15 | 0.9582 | -2.8439 | 0.9582 | -2.8439 | 9.4961e-13
162 | 0.09045 | 0.013212 | -0.090191 | -0.01311 | 0.00025895 | 0.0001011 | 0.135 | 0.135 | 0.135 | 0.97732 | -2.58 | 0.97442 | -2.6193 | 50
163 | 0.06307 | 0.0090964 | -0.06288 | -0.0090223 | 0.00018991 | 7.4144e-05 | 0.095125 | 0.095125 | 0.095125 | 0.9669 | -2.7226 | 0.96389 | -2.7644 | 35.2315
164 | 0.068698 | 0.0099295 | -0.068572 | -0.0098804 | 0.00012586 | 4.9138e-05 | 0.10342 | 0.10342 | 0.10342 | 0.96874 | -2.6973 | 0.9669 | -2.7226 | 38.304
165 | 0.03769 | 0.0053919 | -0.037618 | -0.0053638 | 7.1909e-05 | 2.8074e-05 | 0.057185 | 0.057185 | 0.057185 | 0.961 | -2.8046 | 0.95911 | -2.8311 | 21.1796
166 | 0.021104 | 0.0030108 | -0.021085 | -0.0030033 | 1.9341e-05 | 7.5508e-06 | 0.032081 | 0.032081 | 0.032081 | 0.95911 | -2.8311 | 0.9582 | -2.8439 | 11.8819
167 | 0.084689 | 0.012326 | -0.084211 | -0.01214 | 0.00047789 | 0.00018657 | 0.12677 | 0.12677 | 0.12677 | 0.97442 | -2.6193 | 0.96874 | -2.6973 | 46.9513
168 | 0.057379 | 0.0082384 | -0.057214 | -0.0081736 | 0.00016584 | 6.4746e-05 | 0.086804 | 0.086804 | 0.086804 | 0.96389 | -2.7644 | 0.961 | -2.8046 | 32.1497
169 | -0.060042 | -0.008696 | 0.060186 | 0.0087521 | 0.00014377 | 5.6129e-05 | 0.089822 | 0.089822 | 0.089822 | 0.9749 | -2.6129 | 0.97732 | -2.58 | 33.2675
170 | -0.056539 | -0.008196 | 0.056542 | 0.0081972 | 3.0907e-06 | 1.2066e-06 | 0.084587 | 0.084587 | 0.084587 | 0.97485 | -2.6136 | 0.9749 | -2.6129 | 31.3286
171 | -0.051995 | -0.0075377 | 0.052038 | 0.0075546 | 4.3451e-05 | 1.6964e-05 | 0.077856 | 0.077856 | 0.077856 | 0.97401 | -2.6251 | 0.97485 | -2.6136 | 28.8356
172 | -0.047406 | -0.006862 | 0.047494 | 0.0068964 | 8.7895e-05 | 3.4315e-05 | 0.071119 | 0.071119 | 0.071119 | 0.97214 | -2.6507 | 0.97401 | -2.6251 | 26.3403
173 | -0.056956 | -0.0082068 | 0.05702 | 0.0082321 | 6.4674e-05 | 2.525e-05 | 0.085538 | 0.085538 | 0.085538 | 0.971 | -2.6663 | 0.97214 | -2.6507 | 31.6807
174 | -0.030536 | -0.0043561 | 0.03065 | 0.0044007 | 0.00011422 | 4.4591e-05 | 0.045731 | 0.045731 | 0.045731 | 0.97355 | -2.6318 | 0.97732 | -2.58 | 16.9372
175 | -0.021514 | -0.0030655 | 0.021523 | 0.0030693 | 9.7288e-06 | 3.7982e-06 | 0.032246 | 0.032246 | 0.032246 | 0.97271 | -2.6435 | 0.97316 | -2.6372 | 11.9429
176 | -0.027025 | -0.0038532 | 0.027035 | 0.0038573 | 1.047e-05 | 4.0875e-06 | 0.040488 | 0.040488 | 0.040488 | 0.97316 | -2.6372 | 0.97355 | -2.6318 | 14.9956
177 | 0 | 0 | 0 | 0 | 0 | 0 | 0 | 0 | 0 | 0.97266 | -2.6441 | 0.97266 | -2.6441 | 0
178 | -0.0075028 | -0.0010691 | 0.0075031 | 0.0010692 | 3.5155e-07 | 1.3725e-07 | 0.011246 | 0.011246 | 0.011246 | 0.97266 | -2.6441 | 0.97271 | -2.6435 | 4.1652
179 | 0 | 0 | 0 | 0 | 0 | 0 | 0 | 0 | 0 | 0.96387 | -2.7651 | 0.96387 | -2.7651 | 0
180 | 0.0035015 | 0.00049894 | -0.0035015 | -0.00049892 | 5.7502e-08 | 2.2449e-08 | 0.0052963 | 0.0052963 | 0.0052963 | 0.96389 | -2.7648 | 0.96387 | -2.7651 | 1.9616
181 | 0.015793 | 0.0022521 | -0.015788 | -0.0022505 | 4.2264e-06 | 1.65e-06 | 0.023876 | 0.023876 | 0.023876 | 0.96436 | -2.7583 | 0.96409 | -2.762 | 8.8431
182 | 0.02432 | 0.0034715 | -0.024302 | -0.0034645 | 1.7983e-05 | 7.0208e-06 | 0.036741 | 0.036741 | 0.036741 | 0.9651 | -2.748 | 0.96436 | -2.7583 | 13.6076
183 | 0.010109 | 0.0014404 | -0.010109 | -0.0014404 | 3.7246e-08 | 1.4541e-08 | 0.015291 | 0.015291 | 0.015291 | 0.96389 | -2.7648 | 0.96389 | -2.7648 | 5.6633
184 | 0.022936 | 0.0032688 | -0.022934 | -0.003268 | 1.9719e-06 | 7.6985e-07 | 0.034686 | 0.034686 | 0.034686 | 0.96407 | -2.7623 | 0.96398 | -2.7635 | 12.8466
185 | 0.018888 | 0.0026921 | -0.018887 | -0.0026919 | 5.0127e-07 | 1.957e-07 | 0.028563 | 0.028563 | 0.028563 | 0.96409 | -2.762 | 0.96407 | -2.7623 | 10.5789
186 | 0.013611 | 0.0019398 | -0.01361 | -0.0019393 | 1.2133e-06 | 4.7369e-07 | 0.020586 | 0.020586 | 0.020586 | 0.96398 | -2.7635 | 0.96389 | -2.7648 | 7.6246
187 | 0.059084 | 0.0084695 | -0.058966 | -0.0084232 | 0.00011847 | 4.6252e-05 | 0.089083 | 0.089083 | 0.089083 | 0.9671 | -2.7201 | 0.9651 | -2.748 | 32.9937
188 | 0.062686 | 0.0090079 | -0.062585 | -0.0089683 | 0.0001013 | 3.9548e-05 | 0.094361 | 0.094361 | 0.094361 | 0.96872 | -2.6977 | 0.9671 | -2.7201 | 34.9484
189 | 0.0090679 | 0.0012963 | -0.0090671 | -0.001296 | 7.7718e-07 | 3.0342e-07 | 0.013723 | 0.013723 | 0.013723 | 0.96344 | -2.7711 | 0.96335 | -2.7723 | 5.0827
190 | 0.003065 | 0.00044068 | -0.0030649 | -0.00044066 | 6.6507e-08 | 2.5965e-08 | 0.0046397 | 0.0046397 | 0.0046397 | 0.9633 | -2.773 | 0.96328 | -2.7733 | 1.7184
191 | 0.0055659 | 0.0007971 | -0.0055656 | -0.00079699 | 2.7775e-07 | 1.0844e-07 | 0.0084243 | 0.0084243 | 0.0084243 | 0.96335 | -2.7723 | 0.9633 | -2.773 | 3.1201
192 | 0.0084822 | 0.0012126 | -0.0084798 | -0.0012117 | 2.4406e-06 | 9.5282e-07 | 0.012839 | 0.012839 | 0.012839 | 0.96328 | -2.7733 | 0.963 | -2.7773 | 4.7551
193 | 0.034646 | 0.0049517 | -0.034606 | -0.0049361 | 3.9969e-05 | 1.5604e-05 | 0.052343 | 0.052343 | 0.052343 | 0.9651 | -2.748 | 0.96395 | -2.764 | 19.3861
194 | 0.011574 | 0.0016549 | -0.011568 | -0.0016526 | 5.8769e-06 | 2.2944e-06 | 0.017507 | 0.017507 | 0.017507 | 0.96395 | -2.764 | 0.96344 | -2.7711 | 6.4842
195 | -0.026678 | -0.0038104 | 0.026691 | 0.0038154 | 1.2922e-05 | 5.045e-06 | 0.040412 | 0.040412 | 0.040412 | 0.96251 | -2.784 | 0.96299 | -2.7773 | 14.9673
196 | -0.028454 | -0.004058 | 0.028475 | 0.0040661 | 2.0605e-05 | 8.0444e-06 | 0.043136 | 0.043136 | 0.043136 | 0.96174 | -2.7948 | 0.96246 | -2.7847 | 15.9764
197 | -0.0055019 | -0.00078396 | 0.005502 | 0.00078398 | 4.4709e-08 | 1.7455e-08 | 0.0083472 | 0.0083472 | 0.0083472 | 0.96098 | -2.8054 | 0.96099 | -2.8053 | 3.0916
198 | 0 | 0 | 0 | 0 | 0 | 0 | 0 | 0 | 0 | 0.96098 | -2.8054 | 0.96098 | -2.8054 | 0
199 | -0.009004 | -0.001283 | 0.0090045 | 0.0012832 | 5.1951e-07 | 2.0282e-07 | 0.01366 | 0.01366 | 0.01366 | 0.96099 | -2.8053 | 0.96105 | -2.8045 | 5.0594
200 | -0.005586 | -0.00079604 | 0.005586 | 0.00079606 | 4.4306e-08 | 1.7298e-08 | 0.0084742 | 0.0084742 | 0.0084742 | 0.96105 | -2.8045 | 0.96106 | -2.8044 | 3.1386
201 | -0.011088 | -0.00158 | 0.011088 | 0.0015803 | 8.2128e-07 | 3.2064e-07 | 0.01682 | 0.01682 | 0.01682 | 0.96106 | -2.8044 | 0.96113 | -2.8033 | 6.2298
202 | -0.015129 | -0.0021561 | 0.015131 | 0.0021566 | 1.4122e-06 | 5.5134e-07 | 0.02295 | 0.02295 | 0.02295 | 0.96113 | -2.8033 | 0.96122 | -2.802 | 8.5
203 | -0.021441 | -0.0030558 | 0.021447 | 0.0030581 | 6.1075e-06 | 2.3844e-06 | 0.032521 | 0.032521 | 0.032521 | 0.96122 | -2.802 | 0.96151 | -2.7981 | 12.045
204 | -0.024948 | -0.0035569 | 0.024954 | 0.0035592 | 5.835e-06 | 2.2781e-06 | 0.03783 | 0.03783 | 0.03783 | 0.96151 | -2.7981 | 0.96174 | -2.7948 | 14.011
205 | -0.030975 | -0.0044223 | 0.030977 | 0.004423 | 1.6387e-06 | 6.3977e-07 | 0.046924 | 0.046924 | 0.046924 | 0.96246 | -2.7847 | 0.96251 | -2.784 | 17.3792
206 | 0.0070045 | 0.000998 | -0.0070015 | -0.00099764 | 3.0089e-06 | 3.6425e-07 | 0.010524 | 0.010524 | 0.010524 | 0.97042 | -2.6448 | 0.97001 | -2.6443 | 7.2576
207 | 0.010519 | 0.0014985 | -0.010506 | -0.0014969 | 1.3729e-05 | 1.662e-06 | 0.015783 | 0.015783 | 0.015783 | 0.97169 | -2.6464 | 0.97042 | -2.6448 | 10.8851
208 | 0.0033807 | 0.00048171 | -0.0033804 | -0.00048167 | 3.1398e-07 | 4.1549e-08 | 0.0050997 | 0.0050997 | 0.0050997 | 0.9665 | -2.7208 | 0.96641 | -2.7208 | 3.6168
209 | 0.0088867 | 0.0012662 | -0.0088819 | -0.0012656 | 4.8762e-06 | 6.4526e-07 | 0.013398 | 0.013398 | 0.013398 | 0.96703 | -2.7211 | 0.9665 | -2.7208 | 9.5022
210 | 0.025231 | 0.0036089 | -0.025226 | -0.0036066 | 5.7571e-06 | 2.2476e-06 | 0.038164 | 0.038164 | 0.038164 | 0.96396 | -2.7639 | 0.96373 | -2.767 | 14.135
211 | 0.032243 | 0.0046106 | -0.032242 | -0.0046101 | 1.1746e-06 | 4.5858e-07 | 0.048751 | 0.048751 | 0.048751 | 0.96432 | -2.7588 | 0.96428 | -2.7593 | 18.0561
212 | 0.035841 | 0.0051473 | -0.035743 | -0.0051094 | 9.7228e-05 | 3.7959e-05 | 0.054044 | 0.054044 | 0.054044 | 0.96703 | -2.7211 | 0.96432 | -2.7588 | 20.0162
213 | 0.028741 | 0.0041113 | -0.028732 | -0.0041077 | 9.4132e-06 | 3.675e-06 | 0.043459 | 0.043459 | 0.043459 | 0.96428 | -2.7593 | 0.96396 | -2.7639 | 16.0959
214 | 0.021725 | 0.0031078 | -0.021725 | -0.0031077 | 4.6703e-07 | 1.8233e-07 | 0.032869 | 0.032869 | 0.032869 | 0.96373 | -2.767 | 0.96371 | -2.7673 | 12.1736
215 | 0.018224 | 0.0026089 | -0.018211 | -0.0026038 | 1.2979e-05 | 5.0672e-06 | 0.027573 | 0.027573 | 0.027573 | 0.96371 | -2.7673 | 0.963 | -2.7772 | 10.2122
216 | -0.056819 | -0.0081534 | 0.056956 | 0.0082068 | 0.00013691 | 5.3451e-05 | 0.085538 | 0.085538 | 0.085538 | 0.96859 | -2.6997 | 0.971 | -2.6663 | 31.6807
217 | -0.044727 | -0.0064136 | 0.044797 | 0.0064406 | 6.9333e-05 | 2.7068e-05 | 0.067442 | 0.067442 | 0.067442 | 0.96703 | -2.7211 | 0.96859 | -2.6997 | 24.9785
218 | 0.014885 | 0.0021237 | -0.014876 | -0.0021212 | 8.7474e-06 | 2.5308e-06 | 0.022336 | 0.022336 | 0.022336 | 0.97165 | -2.6314 | 0.97106 | -2.6362 | 9.0795
219 | 0.02393 | 0.0034183 | -0.023904 | -0.003411 | 2.5323e-05 | 7.3265e-06 | 0.035841 | 0.035841 | 0.035841 | 0.97347 | -2.6162 | 0.97242 | -2.6249 | 14.5694
220 | 0.019403 | 0.0027696 | -0.019389 | -0.0027655 | 1.4376e-05 | 4.1594e-06 | 0.029092 | 0.029092 | 0.029092 | 0.97242 | -2.6249 | 0.97169 | -2.631 | 11.8261
221 | 0.019389 | 0.0027655 | -0.019388 | -0.0027652 | 8.0549e-07 | 2.3305e-07 | 0.029092 | 0.029092 | 0.029092 | 0.97169 | -2.631 | 0.97165 | -2.6314 | 11.8261
222 | 0.028504 | 0.0040808 | -0.028432 | -0.0040598 | 7.267e-05 | 2.1025e-05 | 0.042583 | 0.042583 | 0.042583 | 0.97601 | -2.5952 | 0.97347 | -2.6162 | 17.3103
223 | -0.014876 | -0.0021211 | 0.014876 | 0.0021212 | 1.5615e-07 | 6.0963e-08 | 0.022336 | 0.022336 | 0.022336 | 0.97105 | -2.6364 | 0.97106 | -2.6362 | 8.2724
224 | -0.010373 | -0.0014795 | 0.010373 | 0.0014796 | 2.6867e-07 | 1.0489e-07 | 0.015575 | 0.015575 | 0.015575 | 0.97103 | -2.6367 | 0.97105 | -2.6364 | 5.7685
225 | 0 | 0 | 0 | 0 | 0 | 0 | 0 | 0 | 0 | 0.96674 | -2.705 | 0.96674 | -2.705 | 0
226 | -0.0035065 | -0.00049941 | 0.0035069 | 0.00049958 | 4.3352e-07 | 1.6925e-07 | 0.0052897 | 0.0052897 | 0.0052897 | 0.96645 | -2.709 | 0.96658 | -2.7073 | 1.9592
227 | -0.0070104 | -0.00099868 | 0.0070116 | 0.00099913 | 1.1345e-06 | 4.4292e-07 | 0.010574 | 0.010574 | 0.010574 | 0.96658 | -2.7073 | 0.96674 | -2.705 | 3.9164
228 | 0 | 0 | 0 | 0 | 0 | 0 | 0 | 0 | 0 | 0.96625 | -2.7118 | 0.96625 | -2.7118 | 0
229 | 0.0047745 | 0.00068058 | -0.0047743 | -0.00068048 | 2.528e-07 | 9.8696e-08 | 0.0072027 | 0.0072027 | 0.0072027 | 0.96645 | -2.709 | 0.9664 | -2.7098 | 2.6677
230 | 0.0072338 | 0.001031 | -0.0072333 | -0.0010307 | 5.444e-07 | 2.1254e-07 | 0.010913 | 0.010913 | 0.010913 | 0.9664 | -2.7098 | 0.96632 | -2.7108 | 4.042
231 | 0.00079717 | 0.00011359 | -0.00079717 | -0.00011359 | 4.7218e-10 | 1.8435e-10 | 0.0012028 | 0.0012028 | 0.0012028 | 0.96625 | -2.7118 | 0.96625 | -2.7118 | 0.44549
232 | 0.0040153 | 0.00057219 | -0.0040151 | -0.00057212 | 1.9969e-07 | 7.796e-08 | 0.0060583 | 0.0060583 | 0.0060583 | 0.9663 | -2.7111 | 0.96625 | -2.7118 | 2.2438
233 | 0.00077717 | 0.00011074 | -0.00077717 | -0.00011074 | 4.4342e-10 | 1.7311e-10 | 0.0011727 | 0.0011727 | 0.0011727 | 0.96625 | -2.7118 | 0.96625 | -2.7118 | 0.43432
234 | 0.0039954 | 0.00056938 | -0.0039953 | -0.00056934 | 9.2944e-08 | 3.6287e-08 | 0.0060282 | 0.0060282 | 0.0060282 | 0.96632 | -2.7108 | 0.9663 | -2.7111 | 2.2327
235 | -0.028791 | -0.0041019 | 0.028816 | 0.004111 | 2.5697e-05 | 9.131e-06 | 0.04348 | 0.04348 | 0.04348 | 0.96539 | -2.722 | 0.96628 | -2.7114 | 15.7536
236 | -0.022137 | -0.0031539 | 0.022138 | 0.0031543 | 9.3363e-07 | 3.3175e-07 | 0.033433 | 0.033433 | 0.033433 | 0.96535 | -2.7225 | 0.96539 | -2.722 | 12.1134
237 | 0 | 0 | 0 | 0 | 0 | 0 | 0 | 0 | 0 | 0.97072 | -2.6363 | 0.97072 | -2.6363 | 0
238 | -0.011855 | -0.0016893 | 0.011855 | 0.0016893 | 1.1513e-07 | 4.4947e-08 | 0.017806 | 0.017806 | 0.017806 | 0.97072 | -2.6364 | 0.97072 | -2.6363 | 6.5947
239 | -0.0073502 | -0.0010464 | 0.007354 | 0.0010479 | 3.8239e-06 | 1.4929e-06 | 0.011045 | 0.011045 | 0.011045 | 0.97019 | -2.6436 | 0.97072 | -2.6364 | 4.0908
240 | 0.00065309 | 9.4141e-05 | -0.00065308 | -9.414e-05 | 5.2822e-09 | 1.5283e-09 | 0.00098165 | 0.00098165 | 0.00098165 | 0.9702 | -2.6436 | 0.97019 | -2.6436 | 0.39904
241 | 0.0096622 | 0.0013782 | -0.0096595 | -0.0013774 | 2.7205e-06 | 7.8712e-07 | 0.014514 | 0.014514 | 0.014514 | 0.97061 | -2.6402 | 0.97033 | -2.6425 | 5.9
242 | 0.010373 | 0.0014795 | -0.010372 | -0.0014793 | 9.3523e-07 | 2.7058e-07 | 0.015575 | 0.015575 | 0.015575 | 0.97103 | -2.6367 | 0.97094 | -2.6375 | 6.3313
243 | 0.0051552 | 0.00073569 | -0.0051545 | -0.0007355 | 6.659e-07 | 1.9266e-07 | 0.0077461 | 0.0077461 | 0.0077461 | 0.97033 | -2.6425 | 0.9702 | -2.6436 | 3.1488
244 | 0.0058691 | 0.00083775 | -0.0058675 | -0.00083728 | 1.6337e-06 | 4.7267e-07 | 0.0088133 | 0.0088133 | 0.0088133 | 0.97094 | -2.6375 | 0.97066 | -2.6398 | 3.5827
245 | 0.0033665 | 0.00048092 | -0.0033663 | -0.00048086 | 1.8322e-07 | 5.3011e-08 | 0.0050568 | 0.0050568 | 0.0050568 | 0.97066 | -2.6398 | 0.97061 | -2.6402 | 2.0556
246 | -4.3057e-14 | -3.5956e-14 | 4.3057e-14 | 3.5956e-14 | 3.7865e-29 | 6.3109e-30 | 8.3476e-14 | 8.3476e-14 | 8.3476e-14 | 0.96995 | -2.6457 | 0.96995 | -2.6457 | 3.3933e-11
247 | 0.0025007 | 0.00035635 | -0.0025005 | -0.00035631 | 1.7179e-07 | 4.9702e-08 | 0.0037584 | 0.0037584 | 0.0037584 | 0.97006 | -2.6447 | 0.96999 | -2.6453 | 1.5278
248 | 0.0025005 | 0.00035631 | -0.0025004 | -0.00035627 | 1.1606e-07 | 3.3579e-08 | 0.0037584 | 0.0037584 | 0.0037584 | 0.96999 | -2.6453 | 0.96995 | -2.6457 | 1.5278
249 | 0.0080033 | 0.0011406 | -0.0080022 | -0.0011403 | 1.0549e-06 | 3.0521e-07 | 0.012027 | 0.012027 | 0.012027 | 0.97019 | -2.6436 | 0.97006 | -2.6447 | 4.889
250 | -0.009002 | -0.0012828 | 0.0090061 | 0.0012834 | 4.0782e-06 | 6.3626e-07 | 0.013918 | 0.013918 | 0.013918 | 0.94299 | -2.6198 | 0.94342 | -2.6194 | 6.7893
251 | -0.0055 | -0.00078371 | 0.005502 | 0.00078403 | 2.0494e-06 | 3.1973e-07 | 0.0085067 | 0.0085067 | 0.0085067 | 0.94264 | -2.6201 | 0.94299 | -2.6198 | 4.1496
252 | 0.0066069 | 0.00094136 | -0.0066043 | -0.00094101 | 2.6231e-06 | 3.4711e-07 | 0.0099945 | 0.0099945 | 0.0099945 | 0.96378 | -2.7648 | 0.9634 | -2.7645 | 7.0883
253 | 0.0066076 | 0.00094146 | -0.0066069 | -0.00094136 | 7.559e-07 | 1.0003e-07 | 0.0099945 | 0.0099945 | 0.0099945 | 0.96389 | -2.7648 | 0.96378 | -2.7648 | 7.0883
254 | -0.043772 | -0.0062371 | 0.043938 | 0.0062629 | 0.00016582 | 2.5871e-05 | 0.067934 | 0.067934 | 0.067934 | 0.93941 | -2.7481 | 0.94297 | -2.7452 | 33.1385
255 | -0.041168 | -0.0058646 | 0.041272 | 0.0058808 | 0.00010391 | 1.6211e-05 | 0.064054 | 0.064054 | 0.064054 | 0.93704 | -2.75 | 0.93941 | -2.7481 | 31.2458

## res_trafo
| p_hv_mw | q_hv_mvar | p_lv_mw | q_lv_mvar | pl_mw | ql_mvar | i_hv_ka | i_lv_ka | vm_hv_pu | va_hv_degree | vm_lv_pu | va_lv_degree | loading_percent
0 | 0 | 0 | 0 | 0 | 0 | 0
1 | 0.49068 | 0.093824 | -0.48319 | -0.070017 | 0.007487 | 0.023807 | 0.014421 | 0.72106 | 1 | 0 | 0.97732 | -2.58 | 124.8918

## res_ext_grid
| p_mw | q_mvar
0 | 0.49068 | 0.093824

## res_load
| p_mw | q_mvar
0 | 0.002 | 0.00028498
1 | 0.002 | 0.00028498
2 | 0.002 | 0.00028498
3 | 0.0031 | 0.00044173
4 | 0.002 | 0.00028498
5 | 0.002 | 0.00028498
6 | 0.005 | 0.00071246
7 | 0.01 | 0.0014249
8 | 0.014 | 0.0019949
9 | 0.01 | 0.0014249
10 | 0.0022 | 0.00031348
11 | 0.001 | 0.00014249
12 | 0.001 | 0.00014249
13 | 0.001 | 0.00014249
14 | 0.005 | 0.00071246
15 | 0.005 | 0.00071246
16 | 0.002 | 0.00028498
17 | 0.0111 | 0.0015817
18 | 0.011 | 0.0015674
19 | 0.011 | 0.0015674
20 | 0.011 | 0.0015674
21 | 0.011 | 0.0015674
22 | 0.00495 | 0.00070534
23 | 0.013464 | 0.0019185
24 | 0.00594 | 0.0008464
25 | 0.010395 | 0.0014812
26 | 0.005445 | 0.00077587
27 | 0.0032571 | 0.00046411
28 | 0.0032571 | 0.00046411
29 | 0.0032571 | 0.00046411
30 | 0.0032571 | 0.00046411
31 | 0.005445 | 0.00077587
32 | 0.0025 | 0.00035623
33 | 0.0025 | 0.00035623
34 | 0.0025 | 0.00035623
35 | 0.0025 | 0.00035623
36 | 0.0025 | 0.00035623
37 | 0.0025 | 0.00035623
38 | 0.0025 | 0.00035623
39 | 0.0025 | 0.00035623
40 | 0.0025 | 0.00035623
41 | 0.0025 | 0.00035623
42 | 0.0025 | 0.00035623
43 | 0.0025 | 0.00035623
44 | 0.0025 | 0.00035623
45 | 0.0025 | 0.00035623
46 | 0.0025 | 0.00035623
47 | 0.0025 | 0.00035623
48 | 0.0025 | 0.00035623
49 | 0.0025 | 0.00035623
50 | 0.0025 | 0.00035623
51 | 0.0025 | 0.00035623
52 | 0.0025 | 0.00035623
53 | 0.0025 | 0.00035623
54 | 0.0025 | 0.00035623
55 | 0.0025 | 0.00035623
56 | 0.0025 | 0.00035623
57 | 0.0025 | 0.00035623
58 | 0.0025 | 0.00035623
59 | 0.0025 | 0.00035623
60 | 0.0025 | 0.00035623
61 | 0.0025 | 0.00035623
62 | 0.0025 | 0.00035623
63 | 0.0025 | 0.00035623
64 | 0.0025 | 0.00035623
65 | 0.0025 | 0.00035623
66 | 0.0025 | 0.00035623
67 | 0.0025 | 0.00035623
68 | 0.0025 | 0.00035623
69 | 0.0025 | 0.00035623
70 | 0.0025 | 0.00035623
71 | 0.0025 | 0.00035623
72 | 0.0025 | 0.00035623
73 | 0.0025 | 0.00035623
74 | 0.0025 | 0.00035623
75 | 0.0025 | 0.00035623
76 | 0.0025 | 0.00035623
77 | 0.0025 | 0.00035623
78 | 0.0025 | 0.00035623
79 | 0.0025 | 0.00035623
80 | 0.0025 | 0.00035623
81 | 0.0025 | 0.00035623
82 | 0.0035 | 0.00049872
83 | 0.0035 | 0.00049872
84 | 0.0035 | 0.00049872
85 | 0.0035 | 0.00049872
86 | 0.0035 | 0.00049872
87 | 0.0035 | 0.00049872
88 | 0.0035 | 0.00049872
89 | 0.0035 | 0.00049872
90 | 0.0035 | 0.00049872
91 | 0.0035 | 0.00049872
92 | 0.0035 | 0.00049872
93 | 0.0035 | 0.00049872
94 | 0.0035 | 0.00049872
95 | 0.0035 | 0.00049872
96 | 0.0035 | 0.00049872
97 | 0.0035 | 0.00049872
98 | 0.0035 | 0.00049872
99 | 0.0035 | 0.00049872
100 | 0.0035 | 0.00049872
101 | 0.0035 | 0.00049872
102 | 0.0035 | 0.00049872
103 | 0.0035 | 0.00049872
104 | 0.0035 | 0.00049872
105 | 0.0035 | 0.00049872
106 | 0.0035 | 0.00049872
107 | 0.0035 | 0.00049872
108 | 0.0035 | 0.00049872
109 | 0.0035 | 0.00049872
110 | 0.0035 | 0.00049872
111 | 0.0035 | 0.00049872
112 | 0.0035 | 0.00049872
113 | 0.0035 | 0.00049872
114 | 0.0035 | 0.00049872
115 | 0.0035 | 0.00049872
116 | 0.0035 | 0.00049872
117 | 0.0035 | 0.00049872
118 | 0.0035 | 0.00049872
119 | 0.0035 | 0.00049872
120 | 0.0045 | 0.00064122
121 | 0.0045 | 0.00064122
122 | 0.0045 | 0.00064122
123 | 0.0045 | 0.00064122
124 | 0.0045 | 0.00064122
125 | 0.0045 | 0.00064122
126 | 0.0045 | 0.00064122
127 | 0.0045 | 0.00064122
128 | 0.0045 | 0.00064122
129 | 0.0045 | 0.00064122
130 | 0.0045 | 0.00064122
131 | 0.0045 | 0.00064122
132 | 0.0045 | 0.00064122
133 | 0.0045 | 0.00064122
134 | 0.0045 | 0.00064122
135 | 0.0045 | 0.00064122
136 | 0.0045 | 0.00064122
137 | 0.0045 | 0.00064122
138 | 0.0045 | 0.00064122
139 | 0.0045 | 0.00064122
140 | 0.0045 | 0.00064122
141 | 0.0045 | 0.00064122
142 | 0.0045 | 0.00064122
143 | 0.0045 | 0.00064122
144 | 0.0045 | 0.00064122
145 | 0.0045 | 0.00064122
146 | 0.0045 | 0.00064122
147 | 0.0045 | 0.00064122
148 | 0.0055 | 0.00078371
149 | 0.0055 | 0.00078371
150 | 0.0055 | 0.00078371
151 | 0.0055 | 0.00078371
152 | 0.0055 | 0.00078371
153 | 0.0055 | 0.00078371
154 | 0.0055 | 0.00078371
155 | 0.0055 | 0.00078371
156 | 0.0055 | 0.00078371
157 | 0.0055 | 0.00078371
158 | 0.0055 | 0.00078371
159 | 0.0055 | 0.00078371
160 | 0.0055 | 0.00078371
161 | 0.0055 | 0.00078371
162 | 0.0065 | 0.0009262

## res_sgen
| p_mw | q_mvar
0 | 0.00507 | 0.00072244
1 | 0.0068 | 0.00096895
2 | 0.0054 | 0.00076946
3 | 0.00792 | 0.0011285
4 | 0.00966 | 0.0013765
5 | 0.00992 | 0.0014135
6 | 0.00558 | 0.00079511
7 | 0.00855 | 0.0012183
8 | 0.0076 | 0.0010829
9 | 0.0108 | 0.0015389
10 | 0.00195 | 0.00027786
11 | 0.00273 | 0.000389
12 | 0.00594 | 0.0008464
13 | 0.01632 | 0.0023255
14 | 0.01212 | 0.001727
15 | 0.0055 | 0.00078371
16 | 0.01536 | 0.0021887
17 | 0.01496 | 0.0021317
18 | 0.00496 | 0.00070676
19 | 0.00252 | 0.00035908
20 | 0.00252 | 0.00035908
21 | 0.00252 | 0.00035908
22 | 0.00252 | 0.00035908
23 | 0.00496 | 0.00070676
24 | 0.0017 | 0.00024224
25 | 0.0033 | 0.00047022

## res_switch
| i_ka | loading_percent
0
1
2
3 | 0
4
5
6
7
8 | 0
12 | 0
18
19
20
21
22
23
24
25
26
27
28
29 | 0
30 | 0
31
32
33
34
35
36
37
38
39 | 0

## dtypes
| element | column | dtype
0 | bus | name | object
1 | bus | vn_kv | float64
2 | bus | type | object
3 | bus | zone | object
4 | bus | in_service | bool
5 | bus | origin_id | object
6 | bus | origin_class | object
7 | bus | origin_profile | object
8 | bus | cim_topnode | object
9 | bus | ConnectivityNodeContainer_id | object
10 | bus | substation_id | object
11 | bus | description | object
12 | load | name | object
13 | load | bus | int32
14 | load | p_mw | float64
15 | load | q_mvar | float64
16 | load | const_z_percent | float64
17 | load | const_i_percent | float64
18 | load | sn_mva | float64
19 | load | scaling | float64
20 | load | in_service | bool
21 | load | type | object
22 | load | origin_id | object
23 | load | origin_class | object
24 | load | terminal | object
25 | load | coords | object
26 | sgen | name | object
27 | sgen | bus | int32
28 | sgen | p_mw | float64
29 | sgen | q_mvar | float64
30 | sgen | sn_mva | float64
31 | sgen | scaling | float64
32 | sgen | in_service | bool
33 | sgen | type | object
34 | sgen | current_source | bool
35 | sgen | origin_id | object
36 | sgen | origin_class | object
37 | sgen | terminal | object
38 | sgen | k | float64
39 | sgen | rx | float64
40 | sgen | vn_kv | float64
41 | sgen | rdss_ohm | float64
42 | sgen | xdss_pu | float64
43 | sgen | lrc_pu | float64
44 | sgen | generator_type | object
45 | sgen | coords | float64
46 | switch | bus | int32
47 | switch | element | int32
48 | switch | et | object
49 | switch | type | object
50 | switch | closed | bool
51 | switch | name | object
52 | switch | z_ohm | float64
53 | switch | in_ka | float64
54 | switch | origin_id | object
55 | switch | origin_class | object
56 | switch | terminal_bus | object
57 | switch | terminal_element | object
58 | switch | coords | float64
59 | ext_grid | name | object
60 | ext_grid | bus | int32
61 | ext_grid | vm_pu | float64
62 | ext_grid | va_degree | float64
63 | ext_grid | slack_weight | float64
64 | ext_grid | in_service | bool
65 | ext_grid | origin_id | object
66 | ext_grid | origin_class | object
67 | ext_grid | terminal | object
68 | ext_grid | substation | object
69 | ext_grid | min_p_mw | float64
70 | ext_grid | max_p_mw | float64
71 | ext_grid | min_q_mvar | float64
72 | ext_grid | max_q_mvar | float64
73 | ext_grid | p_mw | float64
74 | ext_grid | q_mvar | float64
75 | ext_grid | s_sc_max_mva | float64
76 | ext_grid | s_sc_min_mva | float64
77 | ext_grid | rx_max | float64
78 | ext_grid | rx_min | float64
79 | ext_grid | r0x0_max | float64
80 | ext_grid | x0x_max | float64
81 | ext_grid | coords | float64
82 | line | name | object
83 | line | std_type | object
84 | line | from_bus | int32
85 | line | to_bus | int32
86 | line | length_km | float64
87 | line | r_ohm_per_km | float64
88 | line | x_ohm_per_km | float64
89 | line | c_nf_per_km | float64
90 | line | g_us_per_km | float64
91 | line | max_i_ka | float64
92 | line | df | float64
93 | line | parallel | float64
94 | line | type | object
95 | line | in_service | bool
96 | line | origin_id | object
97 | line | origin_class | object
98 | line | terminal_from | object
99 | line | terminal_to | object
100 | line | r0_ohm_per_km | float64
101 | line | x0_ohm_per_km | float64
102 | line | c0_nf_per_km | float64
103 | line | g0_us_per_km | float64
104 | line | endtemp_degree | float64
105 | trafo | name | object
106 | trafo | std_type | object
107 | trafo | hv_bus | int32
108 | trafo | lv_bus | int32
109 | trafo | sn_mva | float64
110 | trafo | vn_hv_kv | float64
111 | trafo | vn_lv_kv | float64
112 | trafo | vk_percent | float64
113 | trafo | vkr_percent | float64
114 | trafo | pfe_kw | float64
115 | trafo | i0_percent | float64
116 | trafo | shift_degree | float64
117 | trafo | tap_side | object
118 | trafo | tap_neutral | float64
119 | trafo | tap_min | float64
120 | trafo | tap_max | float64
121 | trafo | tap_step_percent | float64
122 | trafo | tap_step_degree | float64
123 | trafo | tap_pos | float64
124 | trafo | tap_phase_shifter | bool
125 | trafo | parallel | float64
126 | trafo | df | float64
127 | trafo | in_service | bool
128 | trafo | origin_id | object
129 | trafo | origin_class | object
130 | trafo | terminal_hv | object
131 | trafo | terminal_lv | object
132 | trafo | PowerTransformerEnd_id_hv | object
133 | trafo | PowerTransformerEnd_id_lv | object
134 | trafo | tapchanger_class | object
135 | trafo | tapchanger_id | object
136 | trafo | vector_group | object
137 | trafo | id_characteristic | object
138 | trafo | vk0_percent | float64
139 | trafo | vkr0_percent | float64
140 | trafo | xn_ohm | float64
141 | trafo | power_station_unit | object
142 | trafo | oltc | object
143 | trafo | coords | float64
144 | line_geodata | coords | object
145 | bus_geodata | x | float64
146 | bus_geodata | y | float64
147 | bus_geodata | coords | object
148 | res_bus | vm_pu | float64
149 | res_bus | va_degree | float64
150 | res_bus | p_mw | float64
151 | res_bus | q_mvar | float64
152 | res_line | p_from_mw | float64
153 | res_line | q_from_mvar | float64
154 | res_line | p_to_mw | float64
155 | res_line | q_to_mvar | float64
156 | res_line | pl_mw | float64
157 | res_line | ql_mvar | float64
158 | res_line | i_from_ka | float64
159 | res_line | i_to_ka | float64
160 | res_line | i_ka | float64
161 | res_line | vm_from_pu | float64
162 | res_line | va_from_degree | float64
163 | res_line | vm_to_pu | float64
164 | res_line | va_to_degree | float64
165 | res_line | loading_percent | float64
166 | res_trafo | p_hv_mw | float64
167 | res_trafo | q_hv_mvar | float64
168 | res_trafo | p_lv_mw | float64
169 | res_trafo | q_lv_mvar | float64
170 | res_trafo | pl_mw | float64
171 | res_trafo | ql_mvar | float64
172 | res_trafo | i_hv_ka | float64
173 | res_trafo | i_lv_ka | float64
174 | res_trafo | vm_hv_pu | float64
175 | res_trafo | va_hv_degree | float64
176 | res_trafo | vm_lv_pu | float64
177 | res_trafo | va_lv_degree | float64
178 | res_trafo | loading_percent | float64
179 | res_ext_grid | p_mw | float64
180 | res_ext_grid | q_mvar | float64
181 | res_load | p_mw | float64
182 | res_load | q_mvar | float64
183 | res_sgen | p_mw | float64
184 | res_sgen | q_mvar | float64
185 | res_switch | i_ka | float64
186 | res_switch | loading_percent | float64

## parameters
| version | format_version | converged | OPF_converged | name | f_hz | sn_mva | report_container
0 | 2.13.1 | 2.12.0 | TRUE | FALSE |  | 50 | 1 | <pandapower.converter.cim.other_classes.ReportContainer object at 0x000001DB3296FEB0>